## Type of support info
ID | Title | Site Code | Site Name | Tower Type | Radio Support Type | Sub Type | Structure Type | Height As Design | TOWER HEIGHT | Sections(Leg)_Type | Civil steel Name | Guyed Type | Location | Leg1 Angle as per 0 north | Leg2 Angle | Leg3 Angle | Leg4 Angle | Base Type | Other Base Type | Support Owner | Other Support Owner | Notes | Supplier | Tower Contractor | ST On S | Structure Type Compatible With Design | note | Support Type | not2 | Sections(Leg) Type Compatible With Design | Sections(Leg) on S | Tower Prefix | Other Tower Type | Dimensions/Leg(mm) | Vertical measurement(mm) | Steel Cross Section | Base Plate Shape | Base Plate Dimentions(mm) | Base Plate Thickness(mm) | Bolt Holes | Diagonal Member Prefix | Diagonal Member Dimensions(mm) | Diagonal Member section | Distance From reference civil steel | Reference Civil steel Name | Tower enforcement | Height of the enforcement | Enforcement level | Current Status | Status Date | Azimuth with reference civil steel | Site visit date | Type | Support Model | Subtype | Height (m) | Prefix | Reinforced | Designer | Ladder /Steps | Availability of work platforms | Equipments Location | Location Height(m) | Total Height | Related Plan | user | Max Load(m2) | Current Plan | collect plan | Base Height H2 | Building Height H3 | gabi | Read | Mast Model Name | Mast Implemented Height (m) | Bottom Part length (m) | Number of mast parts | Upper Part length (m) | Bottom part diameter (mm) | Flange Diameter (cm) | Flange thickness (cm) | Upper part diameter (mm) | Flange Bolts diameter (mm) | Mast length above the end of spindles (m) | Number of Longitudinal spindles | st1 Longitudinal spindle length (m) | st2 Longitudinal spindle length (m) | st4 Longitudinal spindle length (m) | Longitudinal spindles diameter (mm) | Number of Horizontal Spindle | st1 Horizontal Spindle length (m) | st2 Horizontal Spindle length (m) | st3 Horizontal Spindle length (m) | st4 Horizontal Spindle length (m) | Horizontal spindle Diameter (mm) | Horizontal spindles HBA (m) | concrete base length (m) | concrete base width (m) | concrete base thickness (m) | Base Beam Section (mm) | Mast base level from ground (m) | Base plate length (cm) | Base plate width (cm) | Base plate thickness (cm) | Base plate Bolts/Anchor Diameter (mm) | Spindles Base plate length (cm) | Spindles Base plate width (cm) | Spindles Base plate thickness (cm) | Spindles Base plate Anchor diameter (mm) | field1 | field2 | st3 Longitudinal spindle length (m) | TT | t | Mast Number | TTT | te | Non-Steel Type | Height | getcollectplanstatue | dddddd | sinarule | Add Date | App Created By1 | App Modified By1 | Attachments1 | Workflow Instance ID1 | File Type1 | Created By1 | Modified By1 | Modified1 | Created1 | URL Path1 | Path1 | Item Type1 | Encoded Absolute URL1 | Content Type | App Created By | App Modified By | Attachments | Workflow Instance ID | File Type | Created By | Modified By | Modified | Created | URL Path | Path | Item Type | Encoded Absolute URL
95 | 1 | 2e | Jerusalem-St | MART/Suriana 20 - trianglular/tube |  |  | Triangular | 18 | 18.11 | Tube | Jerusalem-St Tower Triangular Tube 18.11h | Cable | Roof Top | 115 | 235 | 355 | 0 | Concrete beams |  | Syriatel |  |  |  | Suriana | triangular | No | The Structure Type is contrary to design | Self Support | Sections(Leg) Type is contrary to design | No | tube | NA |  | 2050 C/C | YES | 153 | Circular | 350 | 20 | 6 | NA | 2500 | L 50*50*5 | 0 | NA | No |  |  | Installed | 2019-06-18 |  | 2019-06-11 | Tower | [9 empty] | 18.81 | 26.61 | CA0809C4_Jerusalem-St_Collect Data_2019-06-16 | ETS |  | Closed |  | 0.7 | 7.8 | [65 empty] | Item |  |  | 0 |  |  | Sarraj Mhd | Kourieh Gabriel | 2019-09-16 09:51 | 2019-06-18 10:53 | departments/tc/Lists/tofsi/95_.000 | departments/tc/Lists/tofsi | 0 | http://portal/departments/tc/Lists/tofsi/95_.000
647 | 1 | 2e | Shatha-West | MART/Suriana 20 - trianglular/tube |  |  | Triangular | 18 | 18.05 | Tube | Shatha-West Tower 1 Triangular Tube 18.05h | Cable | Green Field | 111 | 231 | 351 | 0 | Concrete Base |  | Syriatel |  |  | suriana |  | triangular | No | The Structure Type is contrary to design | Self Support | Sections(Leg) Type is contrary to design | No | tube | NA |  | 2000 c/c | YES | 152 | Circular | 350 | 20 | 6 | NA | 2500 | L 50X50X5 | 0 | NA | No |  |  | Installed | 2020-09-10 |  | 2020-09-10 | Tower | [9 empty] | 18.11 | 18.11 | CA1027C4_Shatha-West_Collect Data_2020-09-02 | Site Operation |  |  | Ready | 0.06 | 0 | [6 empty] | 0 | [36 empty] | 1 | [21 empty] | Item |  |  | 0 |  |  | Sarraj Mhd | Sarraj Mhd | 2020-10-25 15:41 | 2020-10-25 15:41 | departments/tc/Lists/tofsi/647_.000 | departments/tc/Lists/tofsi | 0 | http://portal/departments/tc/Lists/tofsi/647_.000
162 | 1 | 2e | Jaramana-Mafraq | MART/Suriana 20 - trianglular/tube |  |  | Triangular | 20 | 20.19 | Tube | Jaramana-Mafraq Tower Triangular Tube 20.19h | Cable | Green Field | 110 | 230 | 350 | 0 | Concrete Base |  | Syriatel |  |  |  |  | triangular | No | The Structure Type is contrary to design | Self Support | Sections(Leg) Type is contrary to design | No | tube | NA |  | 2000 | YES | N/A | Circular | 350 | N/A | 6 | N/A | 2550 | L 50*50*5 | 0 | NA | No |  |  | Installed | 2012-02-20 |  | 2019-08-25 | Tower | [9 empty] | 20.525 | 20.525 | DA0722C2_Jaramana-Mafraq_Collect Data_2019-08-29 | ETS |  | Done | Ready | 0.335 | 0 | i:0#.w¦syriatel\gabrielk | [64 empty] | Item |  |  | 0 |  |  | Saada Michel | Kourieh Gabriel | 2019-10-03 15:39 | 2019-08-29 12:31 | departments/tc/Lists/tofsi/162_.000 | departments/tc/Lists/tofsi | 0 | http://portal/departments/tc/Lists/tofsi/162_.000
264 | 1 | 2e | Yabroud-Souk | MART/Suriana 20 - trianglular/tube |  |  | Triangular | 16 | 16.07 | Tube | Yabroud-Souk Tower Triangular Tube 16.07h | Cable | Roof Top | 105 | 225 | 345 | 0 | Concrete beams |  | Syriatel |  |  |  |  | triangular | No | The Structure Type is contrary to design | Self Support | Sections(Leg) Type is contrary to design | No | tube | NA |  | 2000 C\C | 13.5 | circle | Circular | 350 | 20 | 6 | NA | 2500 | 50*50*5 | 0 | NA | No |  |  | Installed | 2019-11-14 |  | 2019-11-12 01:00 | Tower | [9 empty] | 16.77 | 34.42 | DA0900C2_Yabroud-Souk_Collect Data_2019-11-07 | ETS |  |  | Ready | 0.7 | 17.65 | [65 empty] | Item |  |  | 0 |  |  | Daakour Ali | Daakour Ali | 2019-11-14 14:39 | 2019-11-14 14:39 | departments/tc/Lists/tofsi/264_.000 | departments/tc/Lists/tofsi | 0 | http://portal/departments/tc/Lists/tofsi/264_.000
237 | 1 | 2e | Hanna | MART/Suriana 20 - trianglular/tube |  |  | Triangular | 30 | 30.557 | Tube | Hanna Tower Triangular Tube 30.557h | Cable | Green Field | 105 | 225 | 345 | 0 | Concrete Base |  | Syriatel |  |  |  |  | triangular | No | The Structure Type is contrary to design | Self Support | Sections(Leg) Type is contrary to design | No | tube | NA |  | 3000 c/c | 142 | circular | Circular | 400 | 30 | 6 | na | 3870 | L50X50X5 | 0 | NA | No |  |  | Installed | 2019-10-23 |  | 2019-10-07 | Tower | [9 empty] | 30.697 | 30.697 | WA0421C1_Hanna_Collect Data_2019-10-02 | ETS |  |  | Ready | 0.14 | 0 | [65 empty] | Item |  |  | 0 |  |  | Ismail Hamzeh | Ismail Hamzeh | 2019-10-23 12:36 | 2019-10-23 12:36 | departments/tc/Lists/tofsi/237_.000 | departments/tc/Lists/tofsi | 0 | http://portal/departments/tc/Lists/tofsi/237_.000
109 | 1 | 2e | Kabbas | MART/Suriana 20 - trianglular/tube |  |  | Triangular | 16 | 16.17 | Tube | Kabbas Tower Triangular Tube 16.17h | Cable | Roof Top | 105 | 225 | 345 | 0 | Concrete Base |  | Syriatel |  |  |  |  | triangular | No | The Structure Type is contrary to design | Self Support | Sections(Leg) Type is contrary to design | No | tube | NA |  | 2000 C/C | Yes | 15.3 | Circular | 350 | Not Available | 6 | NA | 2500 | L 50*50*5 | 0 | NA | No |  |  | Installed | 2019-07-10 |  | 2019-07-09 01:00 | Tower | [9 empty] | 16.82 | 28.32 | DA0196C1_الكباس / Kabbas_Collect Data_2019-07-09 | ETS |  | Invalid |  | 0.65 | 11.5 | i:0#.w¦syriatel\gabrielk | [64 empty] | Item |  |  | 0 |  |  | Alloush Rita | Kourieh Gabriel | 2019-10-03 15:32 | 2019-07-10 14:26 | departments/tc/Lists/tofsi/109_.000 | departments/tc/Lists/tofsi | 0 | http://portal/departments/tc/Lists/tofsi/109_.000
311 | 1 | 2e | Babhawa-HO | MART/Suriana 20 - trianglular/tube |  |  | Triangular | 18 | 18.1 | Tube | Babhawa-HO Tower Triangular Tube 18.1h | Cable | Roof Top | 103 | 223 | 343 | 0 | Concrete beams |  | Syriatel |  |  | suriana |  | triangular | No | The Structure Type is contrary to design | Self Support | Sections(Leg) Type is contrary to design | No | tube | NA |  | 2000 C/C | yes | 152.4 | Circular | 350 | NA | 6 | NA | 2500 | 50*50*5 | 0 | NA | No |  |  | Installed | 2019-12-09 |  | 2019-12-09 01:00 | Tower | [9 empty] | 19.03 | 22.26 | CA1077C1_Babhawa-HO_Collect Data_2019-12-16 | ETS |  |  | Ready | 0.93 | 3.23 | [65 empty] | Item |  |  | 0 |  |  | Khoury Saleem | Khoury Saleem | 2019-12-19 16:17 | 2019-12-19 16:17 | departments/tc/Lists/tofsi/311_.000 | departments/tc/Lists/tofsi | 0 | http://portal/departments/tc/Lists/tofsi/311_.000
893 | 1 | 2e | East-Bhloly | MART/Suriana 20 - trianglular/tube |  |  | Triangular | 12 | 12.04 | Tube | East-Bhloly Tower 1 Triangular Tube 12.04h | Cable | Roof Top | 102 | 222 | 342 | 0 | Concrete Base |  | Syriatel |  |  | suriana |  | triangular | No | The Structure Type is contrary to design | Self Support | Sections(Leg) Type is contrary to design | No | tube | NA |  | 2000 | 42 | PIPE 6" | Circular | 340 | 20 | 6 | NA | 2490 | L 50*50*5 | 0 | NA | No |  |  | Installed | 2021-04-22 |  | 2021-04-15 | Tower | [9 empty] | 12.89 | 25.89 | WA1236C1_East-Bhloly_Collect Data_2021-04-06 | Engineering & Facility Management |  |  | Ready | 0.85 | 13 | [6 empty] | 0 | [36 empty] | 1 | new item ( Facility Management) Ready collect | no rule |  |  | site name | [16 empty] | Item |  |  | 0 |  |  | Ghanem Alisar | Ghanem Alisar | 2021-04-22 14:18 | 2021-04-22 14:18 | departments/tc/Lists/tofsi/893_.000 | departments/tc/Lists/tofsi | 0 | http://portal/departments/tc/Lists/tofsi/893_.000
710 | 1 | 2e | Stamo | MART/Suriana 20 - trianglular/tube |  |  | Triangular | 16 | 16.1 | Tube | Stamo Tower 1 Triangular Tube 16.1h | Cable | Roof Top | 102 | 222 | 342 | 0 | Concrete beams |  | Syriatel |  | Vertical measurement is over than the permissible limit? | suriana |  | triangular | No | The Structure Type is contrary to design | Self Support | Sections(Leg) Type is contrary to design | No | tube | NA |  | 2000 C/C | 104 | welding circular 6" | Circular | 350 | 20 | 6 | NA | 2500 | L 50*50*5 | 0 | NA | No |  |  | Installed | 2021-01-20 |  | 2020-11-22 01:00 | Tower | [9 empty] | 16.94 | 23.94 | WA0113C1_Stamo_Collect Data_2020-11-03 | Telecom Technology |  | Ready | Ready | 0.84 | 7 | i:0#.w¦syriatel\dimasu | [5 empty] | 0 | [36 empty] | 1 | [21 empty] | Item |  |  | 0 |  |  | Ahmad Batoul | Soulaiman Bassam Dima | 2021-02-03 16:29 | 2021-01-20 12:40 | departments/tc/Lists/tofsi/710_.000 | departments/tc/Lists/tofsi | 0 | http://portal/departments/tc/Lists/tofsi/710_.000
379 | 1 | 2e | Qllouf | MART/Suriana 20 - trianglular/tube |  |  | Triangular | 12 | 12.01 | Tube | Qllouf Tower Triangular Tube 12.01h | Cable | Roof Top | 102 | 222 | 342 | 0 | Concrete beams |  | Syriatel |  |  | suriana |  | Square | No | The Structure Type is contrary to design | Self Support | Sections(Leg) Type is contrary to design | No | tube | NA |  | 2000 c/c | 22 | welding circular 6" | Circular | 340 | 20 | 6 | NA | 2500 | L50x50x5 | 0 | NA | No |  |  | Installed | 2020-03-05 |  | 2019-12-12 01:00 | Tower | [9 empty] | 13.11 | 22.86 | WA0446C2_Qllouf_Collect Data_2020-02-24 | Site Operation |  |  | Ready | 1.1 | 9.75 | [65 empty] | Item |  |  | 0 |  |  | Ismail Hamzeh | Ismail Hamzeh | 2020-03-05 10:34 | 2020-03-05 10:34 | departments/tc/Lists/tofsi/379_.000 | departments/tc/Lists/tofsi | 0 | http://portal/departments/tc/Lists/tofsi/379_.000
187 | 1 | 2e | Hani | MART/Suriana 20 - trianglular/tube |  |  | Triangular | 20 | 20.16 | Tube | Hani Tower Triangular Tube 20.16h | Cable | Green Field | 100 | 220 | 340 | 0 | Concrete Base |  | Syriatel |  |  |  |  | triangular | No | The Structure Type is contrary to design | Self Support | Sections(Leg) Type is contrary to design | No | tube | NA |  | 2000 C/C | 184 | CIRCULAR 152 | Circular | 340 | 20 | 6 | NA | 2500 | L50*50*5 | 0 | NA | No |  |  | Installed | 2019-09-12 |  | 2019-09-05 | Tower | [9 empty] | 20.26 | 20.26 | WA0356C2_Hani_Collect Data_2019-09-04 | ETS |  | Ready | Ready | 0.1 | 0 | [65 empty] | Item |  |  | 0 |  |  | Ismail Hamzeh | Ismail Hamzeh | 2019-09-18 11:54 | 2019-09-12 09:35 | departments/tc/Lists/tofsi/187_.000 | departments/tc/Lists/tofsi | 0 | http://portal/departments/tc/Lists/tofsi/187_.000
401 | 1 | 2e | Ghazala | MART/Suriana 20 - trianglular/tube |  |  | Triangular | 20 | 20.13 | Tube | Ghazala Tower Triangular Tube 20.13h | Cable | Green Field | 97 | 217 | 337 | 0 | Concrete Base |  | Syriatel |  |  | suriana |  | triangular | No | The Structure Type is contrary to design | Self Support | Sections(Leg) Type is contrary to design | No | tube | NA |  | C/C 2000 | yes | 152.4 | Circular | 350 | NA | 6 | NA | 2500 | 50*50*5 | 0 | NA | No |  |  | Installed | 2020-09-03 |  | 2020-09-03 | Tower | [9 empty] | 20.22 |  | CA1299C1_Ghazala_Collect Data_2020-03-11 | Site Operation |  |  | Ready | 0.09 | [66 empty] | Item |  |  | 0 |  |  | Khoury Saleem | Khoury Saleem | 2020-03-22 14:23 | 2020-03-22 14:23 | departments/tc/Lists/tofsi/401_.000 | departments/tc/Lists/tofsi | 0 | http://portal/departments/tc/Lists/tofsi/401_.000
130 | 1 | 2e | Hesieh-Ind-Area | MART/Suriana 20 - trianglular/tube |  |  | Triangular | 16 | 16.1 | Tube | Hesieh-Ind-Area Tower Triangular Tube 16.1h | Cable | Roof Top | 97 | 217 | 337 | 0 | Concrete beams |  | Syriatel |  |  |  |  | triangular | No | The Structure Type is contrary to design | Self Support | Sections(Leg) Type is contrary to design | No | tube | NA |  | 2000 C/C | yes | 152.4 | Circular | 350 | 18 | 6 | NA | 2500 | 50*50*5 | 0 | NA | No |  |  | Installed | 2019-07-15 |  | 2019-07-15 | Tower | [9 empty] | 16.82 | 26.12 | CA1074C1_Hesieh-Ind-Area_Collect Data_2019-07-15 | ETS |  | Closed |  | 0.72 | 9.3 | i:0#.w¦syriatel\gabrielk | [64 empty] | Item |  |  | 0 |  |  | Khoury Saleem | Kourieh Gabriel | 2019-10-02 12:24 | 2019-07-25 14:41 | departments/tc/Lists/tofsi/130_.000 | departments/tc/Lists/tofsi | 0 | http://portal/departments/tc/Lists/tofsi/130_.000
192 | 1 | 2e | Sfya | MART/Suriana 20 - trianglular/tube |  |  | Triangular | 18 | 18.05 | Tube | Sfya Tower Triangular Tube 18.05h | Cable | Roof Top | 95 | 215 | 335 | 0 | Concrete Base |  | Syriatel |  |  |  |  | triangular | No | The Structure Type is contrary to design | Self Support | Sections(Leg) Type is contrary to design | No | tube | NA |  | 2000 | yes | 2000 | Circular | 350 | 20 | 6 | na | 2500 | 50*50*5 | 0 | NA | No |  |  | Installed | 2017-01-01 |  | 2019-08-05 | Tower | [9 empty] | 18.79 | 24.43 | EA0152C2_Sfya_Collect Data_2019-07-15 | ETS |  | Ready | Ready | 0.74 | 6.38 | i:0#.w¦syriatel\angiek | [64 empty] | Item |  |  | 0 |  |  | Khantarshian Angie | Khantarshian Angie | 2019-10-14 13:38 | 2019-09-15 13:02 | departments/tc/Lists/tofsi/192_.000 | departments/tc/Lists/tofsi | 0 | http://portal/departments/tc/Lists/tofsi/192_.000
655 | 1 | 2e | Droubi | MART/Suriana 20 - trianglular/tube |  |  | Triangular | 16 | 16.1 | Tube | Droubi Tower 1 Triangular Tube 16.1h | Cable | Roof Top | 93 | 213 | 333 | 0 | Concrete beams |  | Syriatel |  |  | suriana |  | triangular | No | The Structure Type is contrary to design | Self Support | Sections(Leg) Type is contrary to design | No | tube | NA |  | 2000 C/C | yes | 152.4 | Circular | 350 | NA | 6 | NA | 2500 | 50*50*5 | 0 | NA | No |  |  | Installed | 2020-10-19 |  | 2020-10-19 | Tower | [9 empty] | 16.99 | 44.15 | CA0174C1_Droubi_Collect Data_2020-10-05 | Site Operation |  |  | Ready | 0.89 | 27.16 | [6 empty] | 0 | [36 empty] | 1 | [21 empty] | Item |  |  | 0 |  |  | Khoury Saleem | Khoury Saleem | 2020-11-04 14:56 | 2020-11-04 14:56 | departments/tc/Lists/tofsi/655_.000 | departments/tc/Lists/tofsi | 0 | http://portal/departments/tc/Lists/tofsi/655_.000
320 | 1 | 2e | AlBurayj | MART/Suriana 20 - trianglular/tube |  |  | Triangular | 16 | 16.13 | Tube | AlBurayj Tower Triangular Tube 16.13h | Cable | Roof Top | 92 | 212 | 332 | 0 | Concrete beams |  | Syriatel |  |  | suriana |  | triangular | No | The Structure Type is contrary to design | Self Support | Sections(Leg) Type is contrary to design | No | tube | NA |  | 2000 C/C | yes | 152.4 | Circular | 350 | NA | 6 | NA | 2500 | 50*50*5 | 0 | NA | No |  |  | Installed | 2019-12-23 |  | 2019-12-23 01:00 | Tower | [9 empty] | 17.01 | 20.96 | CA1054C4_AlBurayj_Collect Data_2019-12-05 | ETS |  |  | Ready | 0.88 | 3.95 | [65 empty] | Item |  |  | 0 |  |  | Khoury Saleem | Khoury Saleem | 2020-01-06 16:44 | 2020-01-06 16:44 | departments/tc/Lists/tofsi/320_.000 | departments/tc/Lists/tofsi | 0 | http://portal/departments/tc/Lists/tofsi/320_.000
273 | 1 | 2e | Alnasra-Way | MART/Suriana 20 - trianglular/tube |  |  | Triangular | 18 | 18.08 | Tube | Alnasra-Way Tower Triangular Tube 18.08h | Cable | Green Field | 92 | 212 | 332 | 0 | Concrete Base |  | Syriatel |  |  |  |  | triangular | No | The Structure Type is contrary to design | Self Support | Sections(Leg) Type is contrary to design | No | tube | NA |  | 2000 C/C | yes | 152.4 | Circular | 350 | NA | 6 | NA | 2500 | 50*50*5 | 0 | NA | No |  |  | Installed | 2019-11-09 |  | 2019-11-09 01:00 | Tower | [9 empty] | 18.13 |  | CA1159C3_Alnasra-Way_Collect Data_2019-11-07 | ETS |  |  | Ready | 0.05 | [66 empty] | Item |  |  | 0 |  |  | Khoury Saleem | Khoury Saleem | 2019-11-20 09:52 | 2019-11-20 09:52 | departments/tc/Lists/tofsi/273_.000 | departments/tc/Lists/tofsi | 0 | http://portal/departments/tc/Lists/tofsi/273_.000
52 | 1 | 2e | Kharab | MART/Suriana 20 - trianglular/tube | Tower |  | Triangular | 18 |  | Tube | Kharab Tower Triangular Tube 114cm h | Cable | Green Feild | 90 | 210 | 330 | 0 | Concrete Base |  | Syriatel |  | ?concrete tower base cracked , wire cables are not tightened well |  | kalai |  | No | The Structure Type is contrary to design | Guyed | Sections(Leg) Type is contrary to design | No |  | NA |  | 114cm |  |  | Not Measurable |  |  |  | NA | 5*5cm | 50*50*5 mm | 0 |  | No |  |  | Installed |  |  |  | Tower | [83 empty] | Item |  |  | 0 |  |  | Issa Mhd Reem | Shehadeh Maram | 2019-01-10 11:59 | 2018-09-19 12:14 | departments/tc/Lists/tofsi/52_.000 | departments/tc/Lists/tofsi | 0 | http://portal/departments/tc/Lists/tofsi/52_.000
839 | 1 | 2e | Bsireh-NEW | MART/Suriana 20 - trianglular/tube |  |  | Triangular | 12 | 12.06 | Tube | Bsireh-NEW Tower 1 Triangular Tube 12.06h | Cable | Roof Top | 90 | 210 | 330 | 0 | Steel Beam |  | Syriatel |  |  | suriana |  | triangular | No | The Structure Type is contrary to design | Self Support | Sections(Leg) Type is contrary to design | No | tube | NA |  | 2000 | 11 | Pipe 6" | Square | 350 | 20 | 6 | NA | 2500 | L 50*50*5 | 0 | NA | No |  |  | Installed | 2021-03-22 |  | 2020-11-09 01:00 | Tower | [9 empty] | 12.81 | 26.96 | WA1175C5_Bsireh-NEW_Collect Data_2020-10-05 | Engineering & Facility Management |  |  | Ready | 0.75 | 14.15 | [6 empty] | 0 | [36 empty] | 1 |  | no rule | [19 empty] | Item |  |  | 0 |  |  | Ahmad Batoul | Ahmad Batoul | 2021-03-22 11:44 | 2021-03-22 11:44 | departments/tc/Lists/tofsi/839_.000 | departments/tc/Lists/tofsi | 0 | http://portal/departments/tc/Lists/tofsi/839_.000
462 | 1 | 2e | Arbin_Zarifa | MART/Suriana 20 - trianglular/tube |  |  | Triangular | 12 | 12 | Tube | Arbin_Zarifa Tower Triangular Tube 12h | Cable | Roof Top | 90 | 210 | 330 | 0 | Concrete beams |  | Syriatel |  |  | suriana |  | triangular | No | The Structure Type is contrary to design | Self Support | Sections(Leg) Type is contrary to design | No | tube | NA |  | 2000 C\C | 15.9 | NA | Circular | 350 | NA | 6 | NA | 2500 | 50*50*5 | 0 | NA | No |  |  | Installed | 2020-07-08 |  | 2020-07-07 | Tower | [9 empty] | 12.56 | 29.31 | DA1826C2_Arbin_Zarifa_Collect Data_2020-05-30 | Site Operation |  |  | Ready | 0.56 | 16.75 | [6 empty] | 0 | [58 empty] | Item |  |  | 0 |  |  | Ali Bashar Mousa | Ali Bashar Mousa | 2020-07-08 15:34 | 2020-07-08 15:34 | departments/tc/Lists/tofsi/462_.000 | departments/tc/Lists/tofsi | 0 | http://portal/departments/tc/Lists/tofsi/462_.000
272 | 1 | 2e | Attieh-Villas | MART/Suriana 20 - trianglular/tube |  |  | Triangular | 18 | 18 | Tube | Attieh-Villas Tower Triangular Tube 18h | Cable | Green Field | 90 | 210 | 330 | 0 | Concrete Base |  | Syriatel |  |  |  |  | triangular | No | The Structure Type is contrary to design | Self Support | Sections(Leg) Type is contrary to design | No | tube | NA |  | 2000 | Yes | NA | Circular | 3350 | NA | 6 | NA | 2500 | L 50*50*5 | 0 | NA | No |  |  | Installed | 2011-11-20 |  | 2019-11-17 01:00 | Tower | [9 empty] | 18.56 |  | DA1017C3_Attieh-Villas_Collect Data_2019-11-19 | ETS |  |  | Ready | 0.56 | [66 empty] | Item |  |  | 0 |  |  | Alkurdi Housam Eddin | Alkurdi Housam Eddin | 2019-11-19 15:55 | 2019-11-19 15:55 | departments/tc/Lists/tofsi/272_.000 | departments/tc/Lists/tofsi | 0 | http://portal/departments/tc/Lists/tofsi/272_.000
842 | 1 | 2e | Taksees | MART/Suriana 20 - trianglular/tube |  |  | Triangular | 16 | 16.08 | Tube | Taksees Tower 1 Triangular Tube 16.08h | Cable | Roof Top | 88 | 208 | 328 | 0 | Concrete beams |  | Syriatel |  |  | suriana |  | triangular | No | The Structure Type is contrary to design | Self Support | Sections(Leg) Type is contrary to design | No | tube | NA |  | 2000 C/C | yes | 152.4 | Circular | 350 | NA | 6 | NA | 2500 | L : 50*50*5 | 0 | NA | No |  |  | Installed | 2021-03-23 |  | 2020-11-09 01:00 | Tower | [9 empty] | 16.78 | 23.78 | CA0488C2_Taksees_Collect Data_2020-11-03 | Engineering & Facility Management |  |  | Ready | 0.7 | 7 | [6 empty] | 0 | [36 empty] | 1 |  | no rule | [19 empty] | Item |  |  | 0 |  |  | Sarraj Mhd | Sarraj Mhd | 2021-03-23 10:19 | 2021-03-23 10:19 | departments/tc/Lists/tofsi/842_.000 | departments/tc/Lists/tofsi | 0 | http://portal/departments/tc/Lists/tofsi/842_.000
184 | 1 | 2e | Labor | MART/Suriana 20 - trianglular/tube |  |  | Triangular | 12 | 12.05 | Tube | Labor Tower Triangular Tube 12.05h | Cable | Roof Top | 87 | 207 | 327 | 0 | Concrete beams |  | Syriatel |  |  |  |  | triangular | No | The Structure Type is contrary to design | Self Support | Sections(Leg) Type is contrary to design | No | tube | NA |  | 1988.88 | Yes | 152.4 | Circular | 332.4 | NA | 6 | NA | 2600 | 50*50*5.5 | 0 | NA | No |  |  | Installed | 2019-09-03 |  | 2019-09-03 | Tower | [9 empty] | 12.75 | 25 | EA0246C4_Labor_Collect Data_2019-09-04 | ETS |  | Done | Ready | 0.7 | 12.25 | i:0#.w¦syriatel\gabrielk | [64 empty] | Item |  |  | 0 |  |  | Hasan Dilovan | Kourieh Gabriel | 2019-09-22 14:20 | 2019-09-11 15:03 | departments/tc/Lists/tofsi/184_.000 | departments/tc/Lists/tofsi | 0 | http://portal/departments/tc/Lists/tofsi/184_.000
667 | 1 | 2e | Hawash-West | MART/Suriana 20 - trianglular/tube |  |  | Triangular | 18 | 16.1 | Tube | Hawash-West Tower 1 Triangular Tube 16.1h | Cable | Roof Top | 86 | 206 | 326 | 0 | Concrete beams |  | Syriatel |  |  | suriana |  | triangular | No | The Structure Type is contrary to design | Self Support | Sections(Leg) Type is contrary to design | No | tube | NA |  | 2000 C/C | yes | 152.4 | Circular | 350 | NA | 6 | NA | 2505 | 50*50*5 | 0 | NA | No |  |  | Installed | 2020-11-05 |  | 2020-11-05 01:00 | Tower | [9 empty] | 16.89 | 27.49 | CA1235C2_Hawash-West_Collect Data_2020-11-03 | Site Operation |  |  | Ready | 0.79 | 10.6 | [6 empty] | 0 | [36 empty] | 1 | [21 empty] | Item |  |  | 0 |  |  | Khoury Saleem | Khoury Saleem | 2020-11-15 16:30 | 2020-11-15 16:30 | departments/tc/Lists/tofsi/667_.000 | departments/tc/Lists/tofsi | 0 | http://portal/departments/tc/Lists/tofsi/667_.000
1032 | 1 | 2e | Hamam | MART/Suriana 20 - trianglular/tube |  |  | Triangular | 29 | 29.14 | Tube | Hamam Tower 1 Triangular Tube 29.14h | Cable | Green Field | 85.97 | 205.97 | 325.97 | 0 | Concrete Base |  | Syriatel |  |  | suriana |  | triangular | No | The Structure Type is contrary to design | Self Support | Sections(Leg) Type is contrary to design | No | tube | NA |  | 3000 | yes | N/A | Circular | 40 | N/A | 6 | N/A | 3880 | 50*50*5 | 0 | NA | No |  |  | Installed | 2021-07-28 |  | 2021-07-28 | Tower | [9 empty] | 29.24 | 29.24 | CA1184C1_Hamam_Collect Data_2020-11-03 | Engineering & Facility Management |  |  | Ready | 0.1 | 0 | [6 empty] | 0 | [36 empty] | 1 | new item ( Facility Management) Ready collect | no rule |  |  | site name |  | site name rule | [14 empty] | Item |  |  | 0 |  |  | Bazaei Mhd | Bazaei Mhd | 2021-07-28 17:12 | 2021-07-28 17:12 | departments/tc/Lists/tofsi/1032_.000 | departments/tc/Lists/tofsi | 0 | http://portal/departments/tc/Lists/tofsi/1032_.000
149 | 1 | 2e | Tag | MART/Suriana 20 - trianglular/tube |  |  | Triangular | 12 | 12.03 | Tube | Tag Tower Triangular Tube 12.03h | Cable | Roof Top | 85 | 205 | 325 | 0 | Concrete beams |  | Syriatel |  |  |  |  | triangular | No | The Structure Type is contrary to design | Self Support | Sections(Leg) Type is contrary to design | No | tube | NA |  | 2021 C/C | Yes | 152.4 | Circular | 332.4 | NA |  | NA | 2495 | 55*55*5 | 0 | NA | No |  |  | Installed | 2019-07-22 |  | 2019-07-22 | Tower | [9 empty] | 12.73 | 20.23 | EA0223C2_Tag_Collect Data_2019-07-23 | ETS |  | Closed | Ready | 0.7 | 7.5 | i:0#.w¦syriatel\gabrielk | [64 empty] | Item |  |  | 0 |  |  | Hasan Dilovan | Kourieh Gabriel | 2019-09-22 14:17 | 2019-08-20 11:40 | departments/tc/Lists/tofsi/149_.000 | departments/tc/Lists/tofsi | 0 | http://portal/departments/tc/Lists/tofsi/149_.000
768 | 1 | 2e | Saflieh | MART/Suriana 20 - trianglular/tube |  |  | Triangular | 12 | 12.045 | Tube | Saflieh Tower 1 Triangular Tube 12.045h | Cable | Roof Top | 84 | 204 | 324 | 0 | Steel Beam |  | Syriatel |  |  | suriana |  | triangular | No | The Structure Type is contrary to design | Self Support | Sections(Leg) Type is contrary to design | No | tube | NA |  | 2000 | 9 | Pipe 6" | Circular | 350 | 20 | 6 | NA | 2500 | L50*50*5 | 0 | NA | No |  |  | Installed | 2021-02-22 |  | 2021-01-25 01:00 | Tower | [9 empty] | 12.795 | 17.545 | WA1313C1_Saflieh_Collect Data_2020-10-05 | Engineering & Facility Management |  | Ready | Ready | 0.75 | 4.75 | i:0#.w¦syriatel\ranias | [5 empty] | 0 | [36 empty] | 1 |  | no rule | [19 empty] | Item |  |  | 0 |  |  | Salman Rania | Salman Rania | 2021-02-23 13:05 | 2021-02-22 11:37 | departments/tc/Lists/tofsi/768_.000 | departments/tc/Lists/tofsi | 0 | http://portal/departments/tc/Lists/tofsi/768_.000
775 | 1 | 2e | Lead-HO | MART/Suriana 20 - trianglular/tube |  |  | Triangular | 18 | 18.1 | Tube | Lead-HO Tower 1 Triangular Tube 18.1h | Cable | Green Field | 82 | 202 | 322 | 0 | Concrete Base |  | Syriatel |  |  | suriana |  | triangular | No | The Structure Type is contrary to design | Self Support | Sections(Leg) Type is contrary to design | No | tube | NA |  | 2000 C/C | yes | 152.4 | Circular | 350 | 20 | 6 | NA | 2500 | 50*50*5 | 0 | NA | No |  |  | Installed | 2021-02-15 |  | 2021-02-15 01:00 | Tower | [9 empty] | 18.16 |  | CA0779C3_Lead-HO_Collect Data_2021-01-12 | Engineering & Facility Management |  |  | Ready | 0.06 | [7 empty] | 0 | [36 empty] | 1 |  | no rule | [19 empty] | Item |  |  | 0 |  |  | Khoury Saleem | Khoury Saleem | 2021-02-23 12:55 | 2021-02-23 12:55 | departments/tc/Lists/tofsi/775_.000 | departments/tc/Lists/tofsi | 0 | http://portal/departments/tc/Lists/tofsi/775_.000
696 | 1 | 2e | Tal-Kalakh | MART/Suriana 20 - trianglular/tube |  |  | Triangular | 16 | 16.08 | Tube | Tal-Kalakh Tower 1 Triangular Tube 16.08h | Cable | Roof Top | 82 | 202 | 322 | 0 | Concrete beams |  | Syriatel |  |  | suriana |  | triangular | No | The Structure Type is contrary to design | Self Support | Sections(Leg) Type is contrary to design | No | tube | NA |  | 2000 C/C | yes | 152.4 | Circular | 350 | 20 | 6 | NA | 2500 | 50*50*5 | 0 | NA | No |  |  | Installed | 2020-12-14 |  | 2020-12-14 01:00 | Tower | [9 empty] | 16.95 | 28.2 | CA0028C1_Tal-Kalakh_Collect Data_2020-12-07 | Engineering & Facility Management |  |  | Ready | 0.87 | 11.25 | [6 empty] | 0 | [36 empty] | 1 | [21 empty] | Item |  |  | 0 |  |  | Khoury Saleem | Khoury Saleem | 2020-12-22 11:31 | 2020-12-22 11:31 | departments/tc/Lists/tofsi/696_.000 | departments/tc/Lists/tofsi | 0 | http://portal/departments/tc/Lists/tofsi/696_.000
437 | 1 | 2e | Nakira | MART/Suriana 20 - trianglular/tube |  |  | Triangular | 18 | 18.1 | Tube | Nakira Tower Triangular Tube 18.1h | Cable | Roof Top | 82 | 202 | 322 | 0 | Concrete beams |  | Syriatel |  |  | suriana |  | triangular | No | The Structure Type is contrary to design | Self Support | Sections(Leg) Type is contrary to design | No | tube | NA |  | 2000 C/C | yes | 152.4 | Circular | 350 | NA | 6 | NA | 2500 | 50*50*5 | 0 | NA | No |  |  | Installed | 2020-06-10 |  | 2020-06-10 | Tower | [9 empty] | 18.83 | 27.29 | CA0773C3_Nakira_Collect Data_2020-05-30 | Site Operation |  |  | Ready | 0.73 | 8.46 | [6 empty] | 0 | [58 empty] | Item |  |  | 0 |  |  | Khoury Saleem | Khoury Saleem | 2020-06-14 12:16 | 2020-06-14 12:16 | departments/tc/Lists/tofsi/437_.000 | departments/tc/Lists/tofsi | 0 | http://portal/departments/tc/Lists/tofsi/437_.000
309 | 1 | 2e | Masri-Station | MART/Suriana 20 - trianglular/tube |  |  | Triangular | 20 | 20.12 | Tube | Masri-Station Tower Triangular Tube 20.12h | Cable | Green Field | 80 | 200 | 320 | 0 | Concrete Base |  | Syriatel |  |  | suriana |  | triangular | No | The Structure Type is contrary to design | Self Support | Sections(Leg) Type is contrary to design | No | tube | NA |  | 2000 C/C | yes | 152.4 | Circular | 350 | NA | 6 | NA | 2500 | 50*50*5 | 0 | NA | No |  |  | Installed | 2019-12-04 |  | 2019-12-04 01:00 | Tower | [9 empty] | 20.19 |  | CA1089C2_Masri-Station_Collect Data_2019-12-05 | ETS |  |  | Ready | 0.07 | [66 empty] | Item |  |  | 0 |  |  | Khoury Saleem | Khoury Saleem | 2019-12-18 18:58 | 2019-12-18 18:58 | departments/tc/Lists/tofsi/309_.000 | departments/tc/Lists/tofsi | 0 | http://portal/departments/tc/Lists/tofsi/309_.000
242 | 1 | 2e | BUCHRS | MART/Suriana 20 - trianglular/tube |  |  | Triangular | 20 | 20.12 | Tube | BUCHRS Tower Triangular Tube 20.12h | Cable | Green Field | 80 | 200 | 320 | 0 | Concrete Base |  | Syriatel |  |  |  |  | triangular | No | The Structure Type is contrary to design | Self Support | Sections(Leg) Type is contrary to design | No | tube | NA |  | 2000 c/c | 74 | Circular 6" | Circular | 350 | 20 | 6 | NA | 2500 | L50X50X5 | 0 | NA | No |  |  | Installed | 2019-10-24 |  | 2019-10-13 | Tower | [9 empty] | 20.21 | 20.21 | WA0510C3_BUCHRS_Collect Data_2019-10-15 | ETS |  |  | Ready | 0.09 | 0 | [65 empty] | Item |  |  | 0 |  |  | Ismail Hamzeh | Ismail Hamzeh | 2019-10-24 13:20 | 2019-10-24 13:20 | departments/tc/Lists/tofsi/242_.000 | departments/tc/Lists/tofsi | 0 | http://portal/departments/tc/Lists/tofsi/242_.000
200 | 1 | 2e | Balkes | MART/Suriana 20 - trianglular/tube |  |  | Triangular | 18 | 18 | Tube | Balkes Tower Triangular Tube 18h | Cable | Roof Top | 75 | 195 | 315 | 0 | Concrete beams |  | Syriatel |  |  |  |  | triangular | No | The Structure Type is contrary to design | Self Support | Sections(Leg) Type is contrary to design | No | tube | NA |  | 2040 C/C | yes | 180 | Circular | 350 | 20 | 6 | N/A | 2450 | 50*50*5 | 0 | NA | No |  |  | Installed | 2019-09-22 |  | 2019-09-19 | Tower | [9 empty] | 18.77 | 23.92 | DA1005C1_Balkes_Collect Data_2019-09-08 | ETS |  |  | Ready | 0.77 | 5.15 | [65 empty] | Item |  |  | 0 |  |  | Alhayek Mhd Yaman | Alhayek Mhd Yaman | 2019-09-22 10:26 | 2019-09-22 10:26 | departments/tc/Lists/tofsi/200_.000 | departments/tc/Lists/tofsi | 0 | http://portal/departments/tc/Lists/tofsi/200_.000
267 | 1 | 2e | Qizhel | MART/Suriana 20 - trianglular/tube |  |  | Triangular | 18 | 18.09 | Tube | Qizhel Tower Triangular Tube 18.09h | Cable | Roof Top | 74 | 194 | 314 | 0 | Concrete beams |  | Syriatel |  |  |  |  | triangular | No | The Structure Type is contrary to design | Self Support | Sections(Leg) Type is contrary to design | No | tube | NA |  | 2000 C/C | yes | 152.4 | Circular | 350 | NA | 6 | NA | 2500 | 50*50*5 | 0 | NA | No |  |  | Installed | 2019-10-14 |  | 2019-10-14 | Tower | [9 empty] | 18.88 | 26.03 | CA1126C1_Qizhel_Collect Data_2019-10-07 | ETS |  |  | Ready | 0.79 | 7.15 | [65 empty] | Item |  |  | 0 |  |  | Khoury Saleem | Khoury Saleem | 2019-11-14 16:13 | 2019-11-14 16:13 | departments/tc/Lists/tofsi/267_.000 | departments/tc/Lists/tofsi | 0 | http://portal/departments/tc/Lists/tofsi/267_.000
853 | 1 | 2e | Mbakr | MART/Suriana 20 - trianglular/tube |  |  | Triangular | 29 | 29.14 | Tube | Mbakr Tower 1 Triangular Tube 29.14h | Cable | Green Field | 73.01 | 193.01 | 313.01 | 0 | Concrete Base |  | Syriatel |  |  | suriana |  | triangular | No | The Structure Type is contrary to design | Self Support | Sections(Leg) Type is contrary to design | No | tube | NA |  | 3000 | YES | 8Inch | Circular | 400 | N/A |  | N/A | 3880 | 50*50*6 | 0 | NA | No |  |  | Installed | 2021-01-01 |  | 2021-03-24 01:00 | Tower | [9 empty] | 29.23 | 29.23 | AL1145C2_Mbakr_Collect Data_2020-10-05 | Engineering & Facility Management |  |  | Ready | 0.09 | 0 | [6 empty] | 0 | [36 empty] | 1 |  | no rule | [19 empty] | Item |  |  | 0 |  |  | Bazaei Mhd | Bazaei Mhd | 2021-03-24 12:25 | 2021-03-24 12:25 | departments/tc/Lists/tofsi/853_.000 | departments/tc/Lists/tofsi | 0 | http://portal/departments/tc/Lists/tofsi/853_.000
599 | 1 | 2e | Intraco | MART/Suriana 20 - trianglular/tube |  |  | Triangular | 18 | 18.1 | Tube | Intraco Tower 1 Triangular Tube 18.1h | Cable | Roof Top | 73 | 193 | 313 | 0 | Concrete beams |  | Syriatel |  |  | suriana |  | triangular | No | The Structure Type is contrary to design | Self Support | Sections(Leg) Type is contrary to design | No | tube | NA |  | 2000 C/C | yes | 152.4 | Circular | 350 | NA | 6 | NA | 2505 | 50*50*5 | 0 | NA | No |  |  | Installed | 2020-09-21 |  | 2020-09-21 | Tower | [9 empty] | 19.28 | 27.08 | CA0731C4_Intraco_Collect Data_2020-09-02 | Site Operation |  |  | Ready | 1.18 | 7.8 | [6 empty] | 0 | [36 empty] | 1 | [21 empty] | Item |  |  | 0 |  |  | Khoury Saleem | Khoury Saleem | 2020-09-23 17:24 | 2020-09-23 17:24 | departments/tc/Lists/tofsi/599_.000 | departments/tc/Lists/tofsi | 0 | http://portal/departments/tc/Lists/tofsi/599_.000
280 | 1 | 2e | Bssas | MART/Suriana 20 - trianglular/tube |  |  | Triangular | 18 | 18.09 | Tube | Bssas Tower Triangular Tube 18.09h | Cable | Roof Top | 73 | 193 | 313 | 0 | Concrete beams |  | Syriatel |  |  |  |  | triangular | No | The Structure Type is contrary to design | Self Support | Sections(Leg) Type is contrary to design | No | tube | NA |  | 2000 C/C | yes | 152.4 | Circular | 350 | NA | 6 | NA | 2500 | 50*50*5 | 0 | NA | No |  |  | Installed | 2019-11-13 |  | 2019-11-13 01:00 | Tower | [9 empty] | 18.95 | 30.48 | CA1042C1_Bssas_Collect Data_2019-11-19 | ETS |  |  | Ready | 0.86 | 11.53 | [65 empty] | Item |  |  | 0 |  |  | Khoury Saleem | Khoury Saleem | 2019-11-24 18:57 | 2019-11-24 18:57 | departments/tc/Lists/tofsi/280_.000 | departments/tc/Lists/tofsi | 0 | http://portal/departments/tc/Lists/tofsi/280_.000
114 | 1 | 2e | Itihad | MART/Suriana 20 - trianglular/tube |  |  | Triangular | 16 | 16.4 | Tube | Itihad Tower Triangular Tube 16.4h | Cable | Roof Top | 70 | 190 | 310 | 0 | Concrete Base |  | Syriatel |  |  |  |  | triangular | No | The Structure Type is contrary to design | Self Support | Sections(Leg) Type is contrary to design | No | tube | NA |  | 2200 | yes | 15.3 | Circular | 350 | N/A | 6 | N/A | 2500 | 50*50*6 | 0 | NA | No |  |  | Installed | 2019-07-11 |  | 2019-07-10 01:00 | Tower | [9 empty] | 17.48 | 26.28 | AL0044C3_Itihad_Collect Data_2019-07-15 | ETS |  | Closed |  | 1.08 | 8.8 | i:0#.w¦syriatel\gabrielk | [64 empty] | Item |  |  | 0 |  |  | Bazaei Mhd | Kourieh Gabriel | 2019-10-07 16:03 | 2019-07-16 09:40 | departments/tc/Lists/tofsi/114_.000 | departments/tc/Lists/tofsi | 0 | http://portal/departments/tc/Lists/tofsi/114_.000
681 | 1 | 2e | Nizarieh | MART/Suriana 20 - trianglular/tube |  |  | Triangular | 18 | 18.07 | Tube | Nizarieh Tower 1 Triangular Tube 18.07h | Cable | Green Field | 68 | 188 | 308 | 0 | Concrete Base |  | Syriatel |  |  | suriana |  | triangular | No | The Structure Type is contrary to design | Self Support | Sections(Leg) Type is contrary to design | No | tube | NA |  | 2000 C/C | yes | 152.4 | Circular | 350 | NA | 6 | NA | 2505 | 50*50*5 | 0 | NA | No |  |  | Installed | 2020-11-16 |  | 2020-11-16 01:00 | Tower | [9 empty] | 18.17 |  | CA0374C1_Nizarieh_Collect Data_2020-11-03 | Engineering & Facility Management |  |  | Ready | 0.1 | [7 empty] | 0 | [36 empty] | 1 | [21 empty] | Item |  |  | 0 |  |  | Khoury Saleem | Khoury Saleem | 2020-12-08 13:51 | 2020-12-08 13:51 | departments/tc/Lists/tofsi/681_.000 | departments/tc/Lists/tofsi | 0 | http://portal/departments/tc/Lists/tofsi/681_.000
322 | 1 | 2e | Omri-Road | MART/Suriana 20 - trianglular/tube |  |  | Triangular | 30 | 29.14 | Tube | Omri-Road Tower Triangular Tube 29.14h | Cable | Green Field | 67 | 187 | 307 | 0 | Concrete Base |  | Syriatel |  |  | suriana |  | triangular | No | The Structure Type is contrary to design | Self Support | Sections(Leg) Type is contrary to design | No | tube | NA |  | 3000 C/C | yes | 203.2 | Circular | 400 | NA | 6 | NA | 3885 | 50*50*5 | 0 | NA | No |  |  | Installed | 2019-12-11 |  | 2019-12-11 01:00 | Tower | [9 empty] | 29.24 |  | CA1253C1_Omri-Road_Collect Data_2019-12-16 | ETS |  |  | Ready | 0.1 | [66 empty] | Item |  |  | 0 |  |  | Khoury Saleem | Khoury Saleem | 2020-01-07 16:53 | 2020-01-07 16:53 | departments/tc/Lists/tofsi/322_.000 | departments/tc/Lists/tofsi | 0 | http://portal/departments/tc/Lists/tofsi/322_.000
674 | 1 | 2e | Honey | MART/Suriana 20 - trianglular/tube |  |  | Triangular | 18 | 18.1 | Tube | Honey Tower 1 Triangular Tube 18.1h | Cable | Green Field | 66 | 186 | 306 | 0 | Concrete Base |  | Syriatel |  |  | suriana |  | triangular | No | The Structure Type is contrary to design | Self Support | Sections(Leg) Type is contrary to design | No | tube | NA |  | 2000 C/C | yes | 152.4 | Circular | 350 | NA | 6 | NA | 2504 | 50*50*5 | 0 | NA | No |  |  | Installed | 2020-11-09 |  | 2020-11-09 01:00 | Tower | [9 empty] | 18.17 |  | CA1055C2_Honey_Collect Data_2020-11-03 | Engineering & Facility Management |  |  | Ready | 0.07 | [7 empty] | 0 | [36 empty] | 1 | [21 empty] | Item |  |  | 0 |  |  | Khoury Saleem | Khoury Saleem | 2020-11-22 16:01 | 2020-11-22 16:01 | departments/tc/Lists/tofsi/674_.000 | departments/tc/Lists/tofsi | 0 | http://portal/departments/tc/Lists/tofsi/674_.000
238 | 1 | 2e | Shrifa | MART/Suriana 20 - trianglular/tube |  |  | Triangular | 12 | 12.04 | Tube | Shrifa Tower Triangular Tube 12.04h | Cable | Roof Top | 66 | 186 | 306 | 0 | Concrete Base |  | Syriatel |  |  |  |  | triangular | No | The Structure Type is contrary to design | Self Support | Sections(Leg) Type is contrary to design | No | tube | NA |  | 2000 C/C | 91 | Circular 6" | Circular | 342 | 20 | 6 | NA | 2490 | L50X50X5 | 0 | NA | No |  |  | Installed | 2019-10-23 |  | 2019-10-08 | Tower | [9 empty] | 12.82 | 19.68 | WA0862C1_Shrifa_Collect Data_2019-10-02 | ETS |  |  | Ready | 0.78 | 6.86 | [65 empty] | Item |  |  | 0 |  |  | Ismail Hamzeh | Ismail Hamzeh | 2019-10-23 14:19 | 2019-10-23 14:19 | departments/tc/Lists/tofsi/238_.000 | departments/tc/Lists/tofsi | 0 | http://portal/departments/tc/Lists/tofsi/238_.000
127 | 1 | 2e | AlTaybah | MART/Suriana 20 - trianglular/tube |  |  | Triangular | 12 | 11.9 | Tube | AlTaybah Tower Triangular Tube 11.9h | Cable | Roof Top | 66 | 186 | 306 | 0 | Concrete beams |  | Syriatel |  |  |  |  | triangular | No | The Structure Type is contrary to design | Self Support | Sections(Leg) Type is contrary to design | No | tube | NA |  | 2000 C/C | YES | 153 | Circular | 330 | 20 | 6 | N/A | 2550 | 50*50*5 | 0 | NA | No |  |  | Installed | 2019-07-24 |  | 2019-07-18 | Tower | [9 empty] | 12.6 | 20.9 | DA2031C1_الطيبة / AlTaybah_Collect Data_2019-06-23 | ETS |  | Closed |  | 0.7 | 8.3 | i:0#.w¦syriatel\gabrielk | [64 empty] | Item |  |  | 0 |  |  | Alhayek Mhd Yaman | Kourieh Gabriel | 2019-09-18 15:19 | 2019-07-24 15:49 | departments/tc/Lists/tofsi/127_.000 | departments/tc/Lists/tofsi | 0 | http://portal/departments/tc/Lists/tofsi/127_.000
1082 | 1 | 2e | Mjdlon | MART/Suriana 20 - trianglular/tube |  |  | Triangular | 16 | 15.97 | Angle | Mjdlon Tower 1 Triangular Angle 15.97h | Cable | Roof Top | 65 | 185 | 305 | 0 | Concrete beams |  | Syriatel |  |  | suriana |  | triangular | No | The Structure Type is contrary to design | Self Support | Sections(Leg) Type is contrary to design | No | tube | NA |  | 2000 | 106 | Pipe 6" | Circular | D340 | 20 | 6 | NA | 2500 | L50*50*5 | 0 | NA | No |  |  | Installed | 2021-08-31 |  | 2021-07-30 | Tower | [9 empty] | 16.65 | 21.21 | WA0186C2_Mjdlon_Collect Data_2021-08-05 | Engineering & Facility Management |  | Ready | Ready | 0.68 | 4.56 | i:0#.w¦syriatel\ranias | [5 empty] | 0 | [36 empty] | 1 | new item ( Facility Management) Ready collect | no rule |  |  | site name |  | before edit | [14 empty] | Item |  |  | 0 |  |  | Salman Rania | Salman Rania | 2021-10-24 10:06 | 2021-08-31 09:15 | departments/tc/Lists/tofsi/1082_.000 | departments/tc/Lists/tofsi | 0 | http://portal/departments/tc/Lists/tofsi/1082_.000
123 | 1 | 2e | United-Company | MART/Suriana 20 - trianglular/tube |  |  | Triangular | 18 | 18.09 | Tube | United-Company Tower Triangular Tube 18.09h | Cable | Roof Top | 65 | 185 | 305 | 0 | Concrete beams |  | Syriatel |  |  |  |  | triangular | No | The Structure Type is contrary to design | Self Support | Sections(Leg) Type is contrary to design | No | tube | NA |  | 2000 C/C | yes | 152.4 | Circular | 350 | NA | 6 | NA | 2500 | 50*50*5 | 0 | NA | No |  |  | Installed | 2019-07-15 |  | 2019-07-15 01:00 | Tower | [9 empty] | 19.08 | 27.33 | CA0786C2_United-Company_Collect Data_2019-07-15 | ETS |  | Closed |  | 0.99 | 8.25 | i:0#.w¦syriatel\gabrielk | [64 empty] | Item |  |  | 0 |  |  | Khoury Saleem | Kourieh Gabriel | 2019-10-02 12:25 | 2019-07-21 16:03 | departments/tc/Lists/tofsi/123_.000 | departments/tc/Lists/tofsi | 0 | http://portal/departments/tc/Lists/tofsi/123_.000
189 | 1 | 2e | Hailoni | MART/Suriana 20 - trianglular/tube |  |  | Triangular | 16 | 16.11 | Tube | Hailoni Tower Triangular Tube 16.11h | Cable | Green Field | 65 | 185 | 305 | 0 | Concrete Base |  | Syriatel |  |  |  | Suriana | triangular | No | The Structure Type is contrary to design | Self Support | Sections(Leg) Type is contrary to design | No | tube | NA |  | 2000 C/C | yes | 152 | Circular | 350 | NA | 6 | NA | 2500 | 50X50X5 | 0 | NA | No |  |  | Installed | 2008-05-11 |  | 2019-09-09 | Tower | [9 empty] | 16.19 | 16.19 | CA0419C1_Hailoni_Collect Data_2019-09-08 | ETS |  | Ready | Ready | 0.08 | 0 | [65 empty] | Item |  |  | 0 |  |  | Ashi Badr | Ashi Badr | 2019-09-16 09:55 | 2019-09-12 15:16 | departments/tc/Lists/tofsi/189_.000 | departments/tc/Lists/tofsi | 0 | http://portal/departments/tc/Lists/tofsi/189_.000
414 | 1 | 2e | Habboba | MART/Suriana 20 - trianglular/tube |  |  | Triangular | 30 | 29.15 | Tube | Habboba Tower Triangular Tube 29.15h | Cable | Green Field | 62.73 | 182.73 | 302.73 | 0 | Concrete Base |  | Syriatel |  |  | suriana |  | triangular | No | The Structure Type is contrary to design | Self Support | Sections(Leg) Type is contrary to design | No | tube | NA |  | 3000 | yes | N/A | Circular | 400 | N/A | 6 | N/A | 3880 | 50*50*6 | 0 | NA | No |  |  | Installed | 2019-12-05 |  | 2019-12-05 01:00 | Tower | [9 empty] | 29.345 | 29.345 | AL1193C1_Habboba_Collect Data_2020-03-11 | Site Operation |  |  | Ready | 0.195 | 0 | [6 empty] | 0 | [58 empty] | Item |  |  | 0 |  |  | Bazaei Mhd | Bazaei Mhd | 2020-04-29 14:51 | 2020-04-29 14:51 | departments/tc/Lists/tofsi/414_.000 | departments/tc/Lists/tofsi | 0 | http://portal/departments/tc/Lists/tofsi/414_.000
418 | 1 | 2e | Harmel | MART/Suriana 20 - trianglular/tube |  |  | Triangular | 30 | 29.15 | Tube | Harmel Tower Triangular Tube 29.15h | Cable | Green Field | 61.12 | 181.12 | 301.12 | 0 | Concrete Base |  | Syriatel |  |  | suriana |  | triangular | No | The Structure Type is contrary to design | Self Support | Sections(Leg) Type is contrary to design | No | tube | NA |  | 3000 | yes | 9 inch | Circular | 400 | N/A | 6 | N/A | 3880 | 50*50*6mm | 0 | NA | No |  |  | Installed | 2020-05-13 |  | 2020-05-13 | Tower | [9 empty] | 29.285 | 29.285 | AL0187C3_Harmel_Collect Data_2020-03-12 | Site Operation |  |  | Ready | 0.135 | 0 | [6 empty] | 0 | [58 empty] | Item |  |  | 0 |  |  | Bazaei Mhd | Bazaei Mhd | 2020-05-14 10:55 | 2020-05-14 10:55 | departments/tc/Lists/tofsi/418_.000 | departments/tc/Lists/tofsi | 0 | http://portal/departments/tc/Lists/tofsi/418_.000
271 | 1 | 2e | Hamemah-HO | MART/Suriana 20 - trianglular/tube |  |  | Triangular | 18 | 18.08 | Tube | Hamemah-HO Tower Triangular Tube 18.08h | Cable | Roof Top | 60 | 180 | 300 | 0 | Concrete beams |  | Syriatel |  |  |  |  | triangular | No | The Structure Type is contrary to design | Self Support | Sections(Leg) Type is contrary to design | No | tube | NA |  | 2000 C/C | yes | 152.4 | Circular | 350 | NA | 6 | NA | 2500 | 50*50*5 | 0 | NA | No |  |  | Installed | 2019-11-06 |  | 2019-11-06 01:00 | Tower | [9 empty] | 18.73 | 22.45 | CA1070C1_Hamemah-HO_Collect Data_2019-11-07 | ETS |  |  | Ready | 0.65 | 3.72 | [65 empty] | Item |  |  | 0 |  |  | Khoury Saleem | Khoury Saleem | 2019-11-19 14:20 | 2019-11-19 14:20 | departments/tc/Lists/tofsi/271_.000 | departments/tc/Lists/tofsi | 0 | http://portal/departments/tc/Lists/tofsi/271_.000
90 | 1 | 2e | Marmarita | MART/Suriana 20 - trianglular/tube |  |  | Triangular | 18 | 18 | Tube | Marmarita Tower Triangular Tube 18h | Cable | Green Field | 60 | 180 | 300 | 0 | Concrete Base |  | Syriatel |  | Over loaded? |  |  | triangular | No | The Structure Type is contrary to design | Self Support | Sections(Leg) Type is contrary to design | No | tube | NA |  | 2000 C/C | yes | 15.4 | Circular | 350 | 23.1 | 6 | N/A | 2500 | 50*50*5 | 0 | NA | No |  |  | Installed | 2019-06-11 |  | 2019-05-29 | Tower | [9 empty] | 18.09 | 18.09 | CA0051C3_مرمريتا / Marmarita_Collect Data_2019-05-26 | ETS |  | Closed |  | 0.09 | 0 | i:0#.w¦syriatel\gabrielk | [64 empty] | Item |  |  | 0 |  |  | Michael Rami | Kourieh Gabriel | 2019-10-02 12:07 | 2019-06-11 13:08 | departments/tc/Lists/tofsi/90_.000 | departments/tc/Lists/tofsi | 0 | http://portal/departments/tc/Lists/tofsi/90_.000
636 | 1 | 2e | Wesam-HO | MART/Suriana 20 - trianglular/tube |  |  | Triangular | 18 | 18.1 | Tube | Wesam-HO Tower 1 Triangular Tube 18.1h | Cable | Green Field | 57 | 177 | 297 | 0 | Concrete Base |  | Syriatel |  |  | suriana |  | triangular | No | The Structure Type is contrary to design | Self Support | Sections(Leg) Type is contrary to design | No | tube | NA |  | 2000 C/C | yes | 152.4 | Circular | 350 | NA | 6 | NA | 2505 | 50*50*5 | 0 | NA | No |  |  | Installed | 2020-10-12 |  | 2020-10-12 | Tower | [9 empty] | 18.2 |  | CA1166C2_Wesam-HO_Collect Data_2020-10-05 | Site Operation |  |  | Ready | 0.1 | [7 empty] | 0 | [36 empty] | 1 | [21 empty] | Item |  |  | 0 |  |  | Khoury Saleem | Khoury Saleem | 2020-10-21 11:00 | 2020-10-21 11:00 | departments/tc/Lists/tofsi/636_.000 | departments/tc/Lists/tofsi | 0 | http://portal/departments/tc/Lists/tofsi/636_.000
178 | 1 | 2e | Marj-Kata | MART/Suriana 20 - trianglular/tube |  |  | Triangular | 18 | 18.1 | Tube | Marj-Kata Tower Triangular Tube 18.1h | Cable | Roof Top | 57 | 177 | 297 | 0 | Concrete beams |  | Syriatel |  |  |  |  | triangular | No | The Structure Type is contrary to design | Self Support | Sections(Leg) Type is contrary to design | No | tube | NA |  | 2000 C/C | yes | 152.4 | Circular | 350 | NA | 6 | NA | 2500 | 50*50*5 | 0 | NA | No |  |  | Installed | 2019-08-28 |  | 2019-08-28 | Tower | [9 empty] | 18.9 | 26.09 | CA1115C1_Marj-Kata_Collect Data_2019-08-29 | ETS |  | Ready | Ready | 0.8 | 7.19 | i:0#.w¦syriatel\salimk | [64 empty] | Item |  |  | 0 |  |  | Khoury Saleem | Khoury Saleem | 2019-09-24 15:47 | 2019-09-08 14:47 | departments/tc/Lists/tofsi/178_.000 | departments/tc/Lists/tofsi | 0 | http://portal/departments/tc/Lists/tofsi/178_.000
390 | 1 | 2e | Masaken-HO | MART/Suriana 20 - trianglular/tube |  |  | Triangular | 12 | 12.06 | Tube | Masaken-HO Tower Triangular Tube 12.06h | Cable | Roof Top | 56 | 176 | 296 | 0 | Concrete beams |  | Syriatel |  |  | suriana |  | triangular | No | The Structure Type is contrary to design | Self Support | Sections(Leg) Type is contrary to design | No | tube | NA |  | C/C 2000 | yes | 152.4 | Circular | 350 | NA | 6 | NA | 2500 | 50*50*5 | 0 | NA | No |  |  | Installed | 2020-03-04 |  | 2020-03-04 01:00 | Tower | [9 empty] | 12.83 | 20.83 | CA1131C1_Masaken-HO_Collect Data_2020-03-11 | Site Operation |  |  | Ready | 0.77 | 8 | [65 empty] | Item |  |  | 0 |  |  | Khoury Saleem | Khoury Saleem | 2020-03-11 17:01 | 2020-03-11 17:01 | departments/tc/Lists/tofsi/390_.000 | departments/tc/Lists/tofsi | 0 | http://portal/departments/tc/Lists/tofsi/390_.000
370 | 1 | 2e | Syriatel-Bld | MART/Suriana 20 - trianglular/tube |  |  | Triangular | 12 | 12 | Tube | Syriatel-Bld Tower Triangular Tube 12h | Cable | Roof Top | 55 | 175 | 295 | 0 | Concrete beams |  | Syriatel |  |  | suriana |  | triangular | No | The Structure Type is contrary to design | Self Support | Sections(Leg) Type is contrary to design | No | tube | NA |  | 2000 C\C | 17.5 | NA | Circular | 350 | 15 | 6 | NA | 2450 | 50*50*5 | 0 | NA | No |  |  | Installed | 2020-03-01 |  | 2020-02-17 01:00 | Tower | [9 empty] | 12.875 | 69.875 | DA0982C1_Syriatel-Bld_Collect Data_2020-02-24 | Site Operation |  |  | Ready | 0.875 | 57 | [65 empty] | Item |  |  | 0 |  |  | Ali Bashar Mousa | Ali Bashar Mousa | 2020-03-01 13:53 | 2020-03-01 13:53 | departments/tc/Lists/tofsi/370_.000 | departments/tc/Lists/tofsi | 0 | http://portal/departments/tc/Lists/tofsi/370_.000
93 | 1 | 2e | Baytariyah | MART/Suriana 20 - trianglular/tube |  |  | Triangular | 12 | 12.21 | Tube | Baytariyah Tower Triangular Tube 12.21h | Cable | Roof Top | 55 | 175 | 295 | 0 | Concrete Base |  | Syriatel |  |  |  |  | triangular | No | The Structure Type is contrary to design | Self Support | Sections(Leg) Type is contrary to design | No | tube | NA |  | 2000 C/C | no | 15.3 | Circular | 400 | 20 | 6 | NA | 2500 | L50*50*3 | 0 | NA | No |  |  | Installed | 2019-06-16 |  | 2019-05-27 | Tower | [9 empty] | 12.88 | 20.88 | DA0899C3_بيطارية / Baytariyah_Collect Data_2019-06-16 | ETS |  | Closed |  | 0.67 | 8 | i:0#.w¦syriatel\gabrielk | [64 empty] | Item |  |  | 0 |  |  | Alloush Rita | Kourieh Gabriel | 2019-10-03 15:28 | 2019-06-16 15:10 | departments/tc/Lists/tofsi/93_.000 | departments/tc/Lists/tofsi | 0 | http://portal/departments/tc/Lists/tofsi/93_.000
94 | 1 | 2e | Ekrima-South | MART/Suriana 20 - trianglular/tube |  |  | Triangular | 16 | 16.1 | Tube | Ekrima-South Tower Triangular Tube 16.1h | Cable | Roof Top | 54 | 174 | 294 | 0 | Steel Beam |  | Syriatel |  |  |  |  | triangular | No | The Structure Type is contrary to design | Self Support | Sections(Leg) Type is contrary to design | No | tube | NA |  | 2000 C/C | yes | CIRCLE | Circular | 350 | 20 | 6 | NA | 2500*50*50 | L | 0 | NA | No |  |  | Installed | 2019-06-16 |  | 2019-06-02 | Tower | [9 empty] | 16.87 | 27.07 | CA1056C1_Ekrima-South_Collect Data_2019-06-16 | ETS |  | Closed |  | 0.77 | 10.2 | i:0#.w¦syriatel\gabrielk | [64 empty] | Item |  |  | 0 |  |  | Michael Rami | Kourieh Gabriel | 2019-10-02 12:12 | 2019-06-16 15:13 | departments/tc/Lists/tofsi/94_.000 | departments/tc/Lists/tofsi | 0 | http://portal/departments/tc/Lists/tofsi/94_.000
163 | 1 | 2e | Mishrfeh-Road | MART/Suriana 20 - trianglular/tube |  |  | Triangular | 18 | 18.12 | Tube | Mishrfeh-Road Tower Triangular Tube 18.12h | Cable | Roof Top | 52 | 172 | 292 | 0 | Concrete beams |  | Syriatel |  |  |  |  | triangular | No | The Structure Type is contrary to design | Self Support | Sections(Leg) Type is contrary to design | No | tube | NA |  | 2000 C/C | yes | 152.4 | Circular | 350 | NA | 6 | NA | 2500 | 50*50*5 | 0 | NA | No |  |  | Installed | 2019-08-19 |  | 2019-08-19 | Tower | [9 empty] | 18.9 | 23.38 | CA1062C1_Mishrfeh-Road_Collect Data_2019-08-21 | ETS |  | Correct Done | Ready | 0.78 | 4.48 | i:0#.w¦syriatel\gabrielk | [64 empty] | Item |  |  | 0 |  |  | Khoury Saleem | Kourieh Gabriel | 2019-10-02 12:31 | 2019-08-29 16:19 | departments/tc/Lists/tofsi/163_.000 | departments/tc/Lists/tofsi | 0 | http://portal/departments/tc/Lists/tofsi/163_.000
427 | 1 | 2e | Nozha | MART/Suriana 20 - trianglular/tube |  |  | Triangular | 16 | 16.09 | Tube | Nozha Tower Triangular Tube 16.09h | Cable | Roof Top | 50 | 170 | 290 | 0 | Concrete beams |  | Syriatel |  |  | suriana |  | triangular | No | The Structure Type is contrary to design | Self Support | Sections(Leg) Type is contrary to design | No | tube | NA |  | 2000 C/C | yes | 152.4 | Circular | 350 | NA | 6 | NA | 2500 | 50*50*5 | 0 | NA | No |  |  | Installed | 2020-06-03 |  | 2020-06-03 | Tower | [9 empty] | 16.92 | 29.68 | CA0047C1_Nozha_Collect Data_2020-05-30 | Site Operation |  |  | Ready | 0.83 | 12.76 | [6 empty] | 0 | [58 empty] | Item |  |  | 0 |  |  | Khoury Saleem | Khoury Saleem | 2020-06-09 14:59 | 2020-06-09 14:59 | departments/tc/Lists/tofsi/427_.000 | departments/tc/Lists/tofsi | 0 | http://portal/departments/tc/Lists/tofsi/427_.000
168 | 1 | 2e | Kounsol | MART/Suriana 20 - trianglular/tube |  |  | Triangular | 12 | 12.08 | Tube | Kounsol Tower Triangular Tube 12.08h | Cable | Roof Top | 50 | 170 | 290 | 0 | Concrete beams |  | Syriatel |  |  |  |  | triangular | No | The Structure Type is contrary to design | Self Support | Sections(Leg) Type is contrary to design | No | tube | NA |  | 2000 c/c | 72 | circle | Circular | 350 | NA | 6 | NA | 2500 | 50*50*5 | 0 | NA | No |  |  | Installed | 2019-09-02 |  | 2019-08-29 | Tower | [9 empty] | 12.8 | 23.58 | DA2695C2_Kounsol_Collect Data_2019-08-29 | ETS |  | Ready | Ready | 0.72 | 11.5 | i:0#.w¦syriatel\zeinan | [64 empty] | Item |  |  | 0 |  |  | Daakour Ali | Nakkash Zeina | 2019-10-07 13:13 | 2019-09-02 15:05 | departments/tc/Lists/tofsi/168_.000 | departments/tc/Lists/tofsi | 0 | http://portal/departments/tc/Lists/tofsi/168_.000
484 | 1 | 2e | Houbla | MART/Suriana 20 - trianglular/tube |  |  | Square | 16 | 16.08 | Tube | Houbla Tower Square Tube 16.08h | Cable | Green Field | 48 | 138 | 228 | 318 | Concrete Base |  | Syriatel |  |  | suriana |  | Square | Yes | The Structure Type is contrary to design | Self Support | Sections(Leg) Type is contrary to design | No | tube | NA |  | 2000 C/C | yes | 152.4 | Circular | 350 | NA | 6 | NA | 2505 | 50*50*5 | 0 | NA | No |  |  | Installed | 2020-07-15 |  | 2020-07-15 | Tower | [9 empty] | 16.17 |  | CA0169C1_Houbla_Collect Data_2020-07-05 | Site Operation |  | Ready | Ready | 0.09 |  | i:0#.w¦syriatel\salimk | [5 empty] | 0 | [58 empty] | Item |  |  | 0 |  |  | Khoury Saleem | Khoury Saleem | 2020-07-21 11:54 | 2020-07-21 11:46 | departments/tc/Lists/tofsi/484_.000 | departments/tc/Lists/tofsi | 0 | http://portal/departments/tc/Lists/tofsi/484_.000
702 | 1 | 2e | Dahabieh | MART/Suriana 20 - trianglular/tube |  |  | Square | 30 | 29.15 | Tube | Dahabieh Tower 1 Square Tube 29.15h | Cable | Green Field | 47 | 137 | 227 | 317 | Concrete Base |  | Syriatel |  |  | suriana |  | Square | Yes | The Structure Type is contrary to design | Self Support | Sections(Leg) Type is contrary to design | No | tube | NA |  | 3000 C/C | yes | 203.2 | Circular | 425 | NA | 8 | NA | 3883 | 81*81*8 | 0 | NA | No |  |  | Installed | 2021-01-07 |  | 2021-01-07 01:00 | Tower | [9 empty] | 29.26 |  | CA0052C1_Dahabieh_Collect Data_2021-01-12 | Engineering & Facility Management |  |  | Ready | 0.11 | [7 empty] | 0 | [36 empty] | 1 | [21 empty] | Item |  |  | 0 |  |  | Khoury Saleem | Khoury Saleem | 2021-01-13 13:59 | 2021-01-13 13:59 | departments/tc/Lists/tofsi/702_.000 | departments/tc/Lists/tofsi | 0 | http://portal/departments/tc/Lists/tofsi/702_.000
120 | 1 | 2e | Hara | MART/Suriana 20 - trianglular/tube |  |  | Triangular | 12 | 12.08 | Tube | Hara Tower Triangular Tube 12.08h | Cable | Roof Top | 46 | 166 | 286 | 0 | Concrete beams |  | Shared with MTN |  |  |  |  | triangular | No | The Structure Type is contrary to design | Self Support | Sections(Leg) Type is contrary to design | No | tube | NA |  | 2000 c/c | 3 cm | circular 152.4 | Circular | 342 | 20 | 6 | NA | 2490 | 50*50*5 | 0 | NA | No |  |  | Installed | 2019-07-17 |  | 2019-07-11 01:00 | Tower | [9 empty] | 12.75 | 21.83 | WA0194C3_Hara_Collect Data_2019-07-15 | ETS |  | Closed |  | 0.67 | 9.08 | i:0#.w¦syriatel\gabrielk | [64 empty] | Item |  |  | 0 |  |  | Ismail Hamzeh | Kourieh Gabriel | 2019-10-08 12:56 | 2019-07-17 14:24 | departments/tc/Lists/tofsi/120_.000 | departments/tc/Lists/tofsi | 0 | http://portal/departments/tc/Lists/tofsi/120_.000
614 | 1 | 2e | Jabaadin_RP | MART/Suriana 20 - trianglular/tube |  |  | Triangular | 12 | 12 | Tube | Jabaadin_RP Tower 1 Triangular Tube 12h | Cable | Green Field | 45 | 165 | 285 | 0 | Concrete Base |  | Syriatel |  |  | suriana |  | triangular | No | The Structure Type is contrary to design | Self Support | Sections(Leg) Type is contrary to design | No | tube | NA |  | 2000 C\C | 22.6 | NA | Circular | 350 | 10 | 6 | NA | 2500 | 50*50*5 | 0 | NA | No |  |  | Installed | 2020-10-07 |  | 2020-10-05 | Tower | [9 empty] | 12.25 | 12.25 | DA2618C1_Jabaadin_RP_Collect Data_2020-10-05 | Site Operation |  |  | Ready | 0.25 | 0 | [6 empty] | 0 | [36 empty] | 1 | [21 empty] | Item |  |  | 0 |  |  | Ali Bashar Mousa | Ali Bashar Mousa | 2020-10-07 16:27 | 2020-10-07 16:27 | departments/tc/Lists/tofsi/614_.000 | departments/tc/Lists/tofsi | 0 | http://portal/departments/tc/Lists/tofsi/614_.000
62 | 1 | 2e | Arsad | MART/Suriana 20 - trianglular/tube | Tower |  | Square | 30 | 30.5 | Angle | Arsad Tower Square Angle 30.5h | Cable | Green Field | 43.72 | 133.72 | 223.72 | 313.72 | Concrete Base |  | Syriatel | [5 empty] | No | The Structure Type is contrary to design | Self Support | Sections(Leg) Type is contrary to design | No |  | N/A |  | 4300 | yes | N/A | Square | 38*38CM | N/A |  | N/A | 5M | 70*70*8 | 0 | NA | No |  |  | Installed | 2019-01-15 |  | 2019-01-15 01:00 | Tower | [9 empty] | 30.1 |  | AL0304C3_Arsad_Collect Data_2019-09-08 | ETS |  | Ready |  | 0.1 |  | i:0#.w¦syriatel\mohammadb | [64 empty] | Item |  |  | 0 |  |  | Bazaei Mhd | Bazaei Mhd | 2019-10-17 12:27 | 2019-01-17 16:06 | departments/tc/Lists/tofsi/62_.000 | departments/tc/Lists/tofsi | 0 | http://portal/departments/tc/Lists/tofsi/62_.000
191 | 1 | 2e | Om-Forsan | MART/Suriana 20 - trianglular/tube |  |  | Triangular | 18 | 18.08 | Tube | Om-Forsan Tower Triangular Tube 18.08h | Cable | Roof Top | 43 | 163 | 283 | 0 | Concrete beams |  | Syriatel |  |  |  |  | triangular | No | The Structure Type is contrary to design | Self Support | Sections(Leg) Type is contrary to design | No | tube | NA |  | 1980.3 | Yes | 152.4 | Circular | 332.4 | NA | 6 | NA | 2500 | 50.9*50.0*5.8 | 0 | NA | No |  |  | Installed | 2019-09-05 |  | 2019-09-05 | Tower | [9 empty] | 18.83 | 23.98 | EA0477C2_Om-Forsan_Collect Data_2019-09-04 | ETS |  | Done | Ready | 0.75 | 5.15 | i:0#.w¦syriatel\gabrielk | [64 empty] | Item |  |  | 0 |  |  | Hasan Dilovan | Kourieh Gabriel | 2019-09-22 14:22 | 2019-09-15 11:36 | departments/tc/Lists/tofsi/191_.000 | departments/tc/Lists/tofsi | 0 | http://portal/departments/tc/Lists/tofsi/191_.000
104 | 1 | 2e | Pal | MART/Suriana 20 - trianglular/tube |  |  | Triangular | 12 | 12.08 | Tube | Pal Tower Triangular Tube 12.08h | Cable | Roof Top | 42 | 162 | 282 | 0 | Steel Beam |  | Syriatel |  |  |  |  | triangular | No | The Structure Type is contrary to design | Self Support | Sections(Leg) Type is contrary to design | No | tube | NA |  | 2000 C/C | 4 cm | circular 15.24 | Circular | 342.4 | 20 | 6 | NA | 2490 | 50*50*5 | 0 | NA | No |  |  | Installed | 2019-07-01 |  | 2019-06-26 | Tower | [9 empty] | 12.64 | 23.29 | WA0152C1_بال / Pal_Collect Data_2019-06-23 | ETS |  | Closed |  | 0.56 | 10.65 | i:0#.w¦syriatel\gabrielk | [64 empty] | Item |  |  | 0 |  |  | Ismail Hamzeh | Kourieh Gabriel | 2019-10-08 13:00 | 2019-07-01 16:23 | departments/tc/Lists/tofsi/104_.000 | departments/tc/Lists/tofsi | 0 | http://portal/departments/tc/Lists/tofsi/104_.000
99 | 1 | 2e | Jandar | MART/Suriana 20 - trianglular/tube |  |  | Square | 50 | 50 | Angle | Jandar Tower Square Angle 50h | Cable | Green Field | 41 | 131 | 221 | 311 | Concrete Base |  | Syriatel |  |  | ELTEL |  | Square | Yes | The Structure Type is contrary to design | Self Support | Sections(Leg) Type is contrary to design | Yes | Angle | 77xxxx |  | 5740 B/B | No | 120*120*12 | Square | 365*365 mm | 40 mm | 4 | 71945 | N/A | 70×70×7 | 0 | NA | Yes | 16 | 0 | Installed | 2019-06-26 |  | 2019-06-24 | Tower | [9 empty] | 50.1 |  | CA0022C2_جندر / Jandar_Collect Data_2019-06-17 | ETS |  | Closed |  | 0.1 |  | i:0#.w¦syriatel\gabrielk | [64 empty] | Item |  |  | 0 |  |  | Michael Rami | Kourieh Gabriel | 2019-10-02 12:21 | 2019-06-26 12:22 | departments/tc/Lists/tofsi/99_.000 | departments/tc/Lists/tofsi | 0 | http://portal/departments/tc/Lists/tofsi/99_.000
574 | 1 | 2e | Scientists | MART/Suriana 20 - trianglular/tube |  |  | Triangular | 25 | 25 | Tube | Scientists Tower 1 Triangular Tube 25h | Cable | Green Field | 40 | 160 | 280 | 0 | Concrete Base |  | Syriatel |  |  | suriana |  | triangular | No | The Structure Type is contrary to design | Self Support | Sections(Leg) Type is contrary to design | No | tube | NA |  | 3000 C/C | 37 | Circle | Circular | 400 | N/A | 6 | N/A | 3870 | 50*50*5 | 0 | NA | No |  |  | Installed | 2020-09-14 |  | 2020-09-10 | Tower | [9 empty] | 25.1 | 25.2 | DA0465C5_Risas_Collect Data_2020-09-02 | Site Operation |  |  | Ready | 0.1 | 0.1 | [6 empty] | 0 | [36 empty] | 1 | [21 empty] | Item |  |  | 0 |  |  | Atrash Ahmad | Atrash Ahmad | 2020-09-14 11:46 | 2020-09-14 11:46 | departments/tc/Lists/tofsi/574_.000 | departments/tc/Lists/tofsi | 0 | http://portal/departments/tc/Lists/tofsi/574_.000
179 | 1 | 2e | AlRabia | MART/Suriana 20 - trianglular/tube |  |  | Triangular | 20 | 20.16 | Tube | AlRabia Tower Triangular Tube 20.16h | Cable | Green Field | 40 | 160 | 280 | 0 | Concrete Base |  | Syriatel |  |  |  |  | triangular | No | The Structure Type is contrary to design | Self Support | Sections(Leg) Type is contrary to design | No | tube | NA |  | 2000 C/C | yes | 152.4 | Circular | 350 | NA | 6 | NA | 2500 | 50*50*5 | 0 | NA | No |  |  | Installed | 2019-09-02 |  | 2019-09-02 | Tower | [9 empty] | 20.23 |  | CA1216C1_AlRabia_Collect Data_2019-09-04 | ETS |  | Ready | Ready | 0.07 |  | i:0#.w¦syriatel\salimk | [64 empty] | Item |  |  | 0 |  |  | Khoury Saleem | Khoury Saleem | 2019-09-24 16:12 | 2019-09-10 13:55 | departments/tc/Lists/tofsi/179_.000 | departments/tc/Lists/tofsi | 0 | http://portal/departments/tc/Lists/tofsi/179_.000
142 | 1 | 2e | Zaafraneh-West | MART/Suriana 20 - trianglular/tube |  |  | Triangular | 16 | 16.08 | Tube | Zaafraneh-West Tower Triangular Tube 16.08h | Cable | Roof Top | 40 | 160 | 280 | 0 | Concrete beams |  | Syriatel |  |  |  |  | triangular | No | The Structure Type is contrary to design | Self Support | Sections(Leg) Type is contrary to design | No | tube | NA |  | 2000 C/C | yes | 152.4 | Circular | 350 | NA | 6 | NA | 2500 | 50*50*5 | 0 | NA | No |  |  | Installed | 2019-08-04 |  | 2019-08-04 | Tower | [9 empty] | 17 | 20.6 | CA1037C5_Zaafraneh-West_Collect Data_2019-08-07 | ETS |  | Closed | Ready | 0.92 | 3.6 | i:0#.w¦syriatel\gabrielk | [64 empty] | Item |  |  | 0 |  |  | Khoury Saleem | Kourieh Gabriel | 2019-10-02 12:29 | 2019-08-17 13:35 | departments/tc/Lists/tofsi/142_.000 | departments/tc/Lists/tofsi | 0 | http://portal/departments/tc/Lists/tofsi/142_.000
166 | 1 | 2e | Arbin-Press | MART/Suriana 20 - trianglular/tube |  |  | Triangular | 12 | 12 | Tube | Arbin-Press Tower Triangular Tube 12h | Cable | Roof Top | 40 | 160 | 280 | 0 | Concrete beams |  | Syriatel |  |  |  | syriatel | triangular | No | The Structure Type is contrary to design | Self Support | Sections(Leg) Type is contrary to design | No | tube | NA |  | 2000 | yes | NA | Circular | 350 | NA | 6 | NA | 2500 | L50*50*5 | 0 | NA | No |  |  | Installed | 2018-05-15 |  | 2019-08-28 | Tower | [9 empty] | 13 | 31.75 | DA1833C3_Arbin-Press_Collect Data_2019-08-29 | ETS |  | Invalid | Ready | 1 | 18.75 | i:0#.w¦syriatel\gabrielk | [64 empty] | Item |  |  | 0 |  |  | Al Jindi Ahmad | Kourieh Gabriel | 2019-11-03 11:36 | 2019-09-02 12:04 | departments/tc/Lists/tofsi/166_.000 | departments/tc/Lists/tofsi | 0 | http://portal/departments/tc/Lists/tofsi/166_.000
222 | 1 | 2e | S-West | MART/Suriana 20 - trianglular/tube |  |  | Triangular | 20 | 20.15 | Tube | S-West Tower Triangular Tube 20.15h | Cable | Green Field | 39 | 159 | 279 | 0 | Concrete Base |  | Syriatel |  |  |  |  | triangular | No | The Structure Type is contrary to design | Self Support | Sections(Leg) Type is contrary to design | No | tube | NA |  | 2000 C/C | 93 | Circular d=154 | Circular | 350 | 20 | 6 | NA | 2500 | L 50*50*5 | 0 | NA | No |  |  | Installed | 2019-10-13 |  | 2019-09-25 | Tower | [9 empty] | 20.25 | 20.25 | WA0018C2_S-West_Collect Data_2019-09-23 | ETS |  |  | Ready | 0.1 | 0 | [65 empty] | Item |  |  | 0 |  |  | Ismail Hamzeh | Ismail Hamzeh | 2019-10-13 10:54 | 2019-10-13 10:54 | departments/tc/Lists/tofsi/222_.000 | departments/tc/Lists/tofsi | 0 | http://portal/departments/tc/Lists/tofsi/222_.000
174 | 1 | 2e | Mokhtarieh-HO | MART/Suriana 20 - trianglular/tube |  |  | Triangular | 12 | 12.08 | Tube | Mokhtarieh-HO Tower Triangular Tube 12.08h | Cable | Roof Top | 39 | 159 | 279 | 0 | Concrete beams |  | Syriatel |  |  |  |  | triangular | No | The Structure Type is contrary to design | Self Support | Sections(Leg) Type is contrary to design | No | tube | NA |  | 2000 C/C | yes | 152.4 | Circular | 350 | NA | 6 | NA | 2000 | 50*50*5 | 0 | NA | No |  |  | Installed | 2019-08-21 |  | 2019-08-21 | Tower | [9 empty] | 12.8 | 19.73 | CA0868C1_Mokhtarieh-HO_Collect Data_2019-08-21 | ETS |  | Ready | Ready | 0.72 | 6.93 | i:0#.w¦syriatel\salimk | [64 empty] | Item |  |  | 0 |  |  | Khoury Saleem | Khoury Saleem | 2019-09-24 14:56 | 2019-09-07 11:58 | departments/tc/Lists/tofsi/174_.000 | departments/tc/Lists/tofsi | 0 | http://portal/departments/tc/Lists/tofsi/174_.000
575 | 1 | 2e | Tahwileh-North | MART/Suriana 20 - trianglular/tube |  |  | Triangular | 16 | 16.1 | Tube | Tahwileh-North Tower 1 Triangular Tube 16.1h | Cable | Roof Top | 35 | 155 | 275 | 0 | Concrete beams |  | Syriatel |  |  | suriana |  | triangular | No | The Structure Type is contrary to design | Self Support | Sections(Leg) Type is contrary to design | No | tube | NA |  | 2000 C/C | yes | 152.4 | Circular | 350 | NA | 6 | NA | 2500 | 50*50*6 | 0 | NA | No |  |  | Installed | 2020-09-02 |  | 2020-09-02 | Tower | [9 empty] | 16.9 | 25.05 | CA0432C2_Tahwileh-North_Collect Data_2020-03-11 | Site Operation |  |  | Ready | 0.8 | 8.15 | [6 empty] | 0 | [36 empty] | 1 | [21 empty] | Item |  |  | 0 |  |  | Khoury Saleem | Khoury Saleem | 2020-09-14 15:23 | 2020-09-14 15:23 | departments/tc/Lists/tofsi/575_.000 | departments/tc/Lists/tofsi | 0 | http://portal/departments/tc/Lists/tofsi/575_.000
683 | 1 | 2e | Akrabia-Road | MART/Suriana 20 - trianglular/tube |  |  | Triangular | 18 | 18.1 | Tube | Akrabia-Road Tower 1 Triangular Tube 18.1h | Cable | Green Field | 34 | 154 | 274 | 0 | Concrete Base |  | Syriatel |  |  | suriana |  | triangular | No | The Structure Type is contrary to design | Self Support | Sections(Leg) Type is contrary to design | No | tube | NA |  | 2000 C/C | yes | 152.4 | Circular | 350 | NA | 6 | NA | 2495 | 50*50*5 | 0 | NA | No |  |  | Installed | 2020-11-19 |  | 2020-11-19 01:00 | Tower | [9 empty] | 18.75 |  | CA0377C1_Akrabia-Road_Collect Data_2020-11-03 | Engineering & Facility Management |  |  | Ready | 0.65 | [7 empty] | 0 | [36 empty] | 1 | [21 empty] | Item |  |  | 0 |  |  | Khoury Saleem | Khoury Saleem | 2020-12-08 15:50 | 2020-12-08 15:50 | departments/tc/Lists/tofsi/683_.000 | departments/tc/Lists/tofsi | 0 | http://portal/departments/tc/Lists/tofsi/683_.000
353 | 1 | 2e | Copper_Bridge | MART/Suriana 20 - trianglular/tube |  |  | Triangular | 16 | 16 | Tube | Copper_Bridge Tower Triangular Tube 16h | Cable | Roof Top | 30 | 150 | 270 | 0 | Concrete beams |  | Syriatel |  |  | suriana |  | triangular | No | The Structure Type is contrary to design | Self Support | Sections(Leg) Type is contrary to design | No | tube | NA |  | 2000 C\C | 20.3 | circle | Circular | 350 | NA | 6 | NA | 2500 | 50*50*5 | 0 | NA | No |  |  | Installed | 2020-02-12 |  | 2020-02-05 01:00 | Tower | [9 empty] | 16.8 | 27.15 | DA2584C3_Copper_Bridge_Collect Data_2020-02-11 | ETS |  |  | Ready | 0.8 | 10.35 | [65 empty] | Item |  |  | 0 |  |  | Daakour Ali | Daakour Ali | 2020-02-12 15:24 | 2020-02-12 15:24 | departments/tc/Lists/tofsi/353_.000 | departments/tc/Lists/tofsi | 0 | http://portal/departments/tc/Lists/tofsi/353_.000
334 | 1 | 2e | Mazzeh-Fateh | MART/Suriana 20 - trianglular/tube |  |  | Triangular | 12 | 12.2 | Tube | Mazzeh-Fateh Tower Triangular Tube 12.2h | Cable | Roof Top | 30 | 150 | 270 | 0 | Concrete beams |  | Syriatel |  |  | suriana |  | triangular | No | The Structure Type is contrary to design | Self Support | Sections(Leg) Type is contrary to design | No | tube | NA |  | 2000 C\C | 65 | circle | Circular | 300 | NA | 6 | NA | 2500 | 50*50*5 | 0 | NA | No |  |  | Installed | 2020-01-27 |  | 2020-01-15 01:00 | Tower | [9 empty] | 12.9 | 21.05 | DA2835C3_Mazzeh-Fateh_Collect Data_2020-01-22 | ETS |  |  | Ready | 0.7 | 8.15 | [65 empty] | Item |  |  | 0 |  |  | Daakour Ali | Daakour Ali | 2020-01-27 13:40 | 2020-01-27 13:40 | departments/tc/Lists/tofsi/334_.000 | departments/tc/Lists/tofsi | 0 | http://portal/departments/tc/Lists/tofsi/334_.000
350 | 1 | 2e | Hela | MART/Suriana 20 - trianglular/tube |  |  | Triangular | 16 | 16 | Tube | Hela Tower Triangular Tube 16h | Cable | Roof Top | 30 | 150 | 270 | 0 | Concrete beams |  | Syriatel |  |  | suriana |  | triangular | No | The Structure Type is contrary to design | Self Support | Sections(Leg) Type is contrary to design | No | tube | NA |  | 2000 | Yes | NA | Circular | 350 | NA | 6 | NA | 2500 | L 50*50*5 | 0 | NA | No |  |  | Installed | 2016-04-10 |  | 2020-02-11 01:00 | Tower | [9 empty] | 16.6 | 26.05 | DA0387C4_Hela_Collect Data_2020-02-11 | ETS |  |  | Ready | 0.6 | 9.45 | [65 empty] | Item |  |  | 0 |  |  | Alkurdi Housam Eddin | Alkurdi Housam Eddin | 2020-02-11 14:48 | 2020-02-11 14:48 | departments/tc/Lists/tofsi/350_.000 | departments/tc/Lists/tofsi | 0 | http://portal/departments/tc/Lists/tofsi/350_.000
573 | 1 | 2e | Zbeida | MART/Suriana 20 - trianglular/tube |  |  | Triangular | 18 | 18.1 | Tube | Zbeida Tower 1 Triangular Tube 18.1h | Cable | Roof Top | 28 | 148 | 268 | 0 | Concrete beams |  | Syriatel |  |  | suriana |  | triangular | No | The Structure Type is contrary to design | Self Support | Sections(Leg) Type is contrary to design | No | tube | NA |  | 2000 C/C | yes | 152.4 | Circular | 350 | NA | 6 | NA | 2502 | 50*50*5 | 0 | NA | No |  |  | Installed | 2020-08-26 |  | 2020-08-26 | Tower | [9 empty] | 18.98 | 26.18 | CA0225C4_Zbeida_Collect Data_2020-05-30 | Site Operation |  |  | Ready | 0.88 | 7.2 | [6 empty] | 0 | [36 empty] | 1 | [21 empty] | Item |  |  | 0 |  |  | Khoury Saleem | Khoury Saleem | 2020-09-13 15:39 | 2020-09-13 15:39 | departments/tc/Lists/tofsi/573_.000 | departments/tc/Lists/tofsi | 0 | http://portal/departments/tc/Lists/tofsi/573_.000
240 | 1 | 2e | Moqaabrat | MART/Suriana 20 - trianglular/tube |  |  | Triangular | 16 | 16.1 | Tube | Moqaabrat Tower Triangular Tube 16.1h | Cable | Roof Top | 26 | 146 | 266 | 0 | Concrete beams |  | Syriatel |  |  |  |  | triangular | No | The Structure Type is contrary to design | Self Support | Sections(Leg) Type is contrary to design | No | tube | NA |  | 2000 C/C | yes | 152.4 | Circular | 350 | NA | 6 | NA | 2500 | 50*50*5 | 0 | NA | No |  |  | Installed | 2019-10-07 |  | 2019-10-07 | Tower | [9 empty] | 16.9 | 20.69 | CA1157C1_Moqaabrat_Collect Data_2019-10-24 | ETS |  |  | Ready | 0.8 | 3.79 | [65 empty] | Item |  |  | 0 |  |  | Khoury Saleem | Khoury Saleem | 2019-10-24 12:04 | 2019-10-24 12:04 | departments/tc/Lists/tofsi/240_.000 | departments/tc/Lists/tofsi | 0 | http://portal/departments/tc/Lists/tofsi/240_.000
439 | 1 | 2e | Kafer-Abd | MART/Suriana 20 - trianglular/tube |  |  | Triangular | 18 | 18.1 | Tube | Kafer-Abd Tower Triangular Tube 18.1h | Cable | Green Field | 25 | 145 | 265 | 0 | Concrete Base |  | Syriatel |  |  | suriana |  | triangular | No | The Structure Type is contrary to design | Self Support | Sections(Leg) Type is contrary to design | No | tube | NA |  | 2000 C/C | yes | 152.4 | Circular | 350 | NA | 6 | NA | 2505 | 50*50*5 | 0 | NA | No |  |  | Installed | 2020-06-15 |  | 2020-06-15 | Tower | [9 empty] | 18.17 |  | CA1309C1_Kafer-Abd_Collect Data_2020-03-12 | Site Operation |  |  | Ready | 0.07 | [7 empty] | 0 | [58 empty] | Item |  |  | 0 |  |  | Khoury Saleem | Khoury Saleem | 2020-06-16 13:31 | 2020-06-16 13:31 | departments/tc/Lists/tofsi/439_.000 | departments/tc/Lists/tofsi | 0 | http://portal/departments/tc/Lists/tofsi/439_.000
106 | 1 | 2e | Afeef | MART/Suriana 20 - trianglular/tube |  |  | Triangular | 12 | 12 | Tube | Afeef Tower Triangular Tube 12h | Cable | Roof Top | 25 | 145 | 265 | 0 | Concrent beams |  | Syriatel |  |  |  |  | triangular | No | The Structure Type is contrary to design | Self Support | Sections(Leg) Type is contrary to design | No | tube | NA |  | 2000 C/C | NA | 15.4 | Circular | 360 | 20 | 6 | NA | 2500 | 50*50*5 | 0 | NA | No |  |  | Installed | 2019-07-02 |  | 2019-06-26 | Tower | [9 empty] | 12.7 | 24.7 | DA0852C6_Afeef_Collect Data_2019-06-23 | ETS |  | Closed |  | 0.7 | 12 | i:0#.w¦syriatel\gabrielk | [64 empty] | Item |  |  | 0 |  |  | Nakkash Zeina | Kourieh Gabriel | 2019-10-09 13:30 | 2019-07-02 13:23 | departments/tc/Lists/tofsi/106_.000 | departments/tc/Lists/tofsi | 0 | http://portal/departments/tc/Lists/tofsi/106_.000
201 | 1 | 2e | Lakbeh | MART/Suriana 20 - trianglular/tube |  |  | Triangular | 18 | 18.06 | Tube | Lakbeh Tower Triangular Tube 18.06h | Cable | Green Field | 25 | 145 | 265 | 0 | Concrete Base |  | Syriatel |  |  |  | Suriana | triangular | No | The Structure Type is contrary to design | Self Support | Sections(Leg) Type is contrary to design | No | tube | NA |  | 2010 C/C | YES | 152 | Circular | 350 | NA | 6 | NA | 2500 | L 50*50*5 | 0 | NA | No |  |  | Installed | 2008-08-20 |  | 2019-09-12 | Tower | [9 empty] | 18.15 |  | CA0493C1_Lakbeh_Collect Data_2019-09-08 | ETS |  |  | Ready | 0.09 | [66 empty] | Item |  |  | 0 |  |  | Sarraj Mhd | Sarraj Mhd | 2019-09-22 14:42 | 2019-09-22 14:42 | departments/tc/Lists/tofsi/201_.000 | departments/tc/Lists/tofsi | 0 | http://portal/departments/tc/Lists/tofsi/201_.000
194 | 1 | 2e | Central-HOS | MART/Suriana 20 - trianglular/tube |  |  | Triangular | 20 | 20 | Tube | Central-HOS Tower Triangular Tube 20h | Cable | Green Field | 25 | 145 | 265 | 0 | Concrete Base |  | Syriatel |  |  |  | syriatel | triangular | No | The Structure Type is contrary to design | Self Support | Sections(Leg) Type is contrary to design | No | tube | NA |  | 2000 | yes | NA | Circular | 350 | NA | 6 | NA | 2500 | L50*50*5 | 0 | NA | No |  |  | Installed | 2007-10-09 |  | 2019-09-16 | Tower | [9 empty] | 20.52 | 20.52 | DA0566C2_Central-HOS_Collect Data_2019-09-08 | ETS |  | Invalid | Ready | 0.52 | 0 | i:0#.w¦syriatel\gabrielk | [64 empty] | Item |  |  | 0 |  |  | Al Jindi Ahmad | Kourieh Gabriel | 2019-11-03 11:40 | 2019-09-16 15:08 | departments/tc/Lists/tofsi/194_.000 | departments/tc/Lists/tofsi | 0 | http://portal/departments/tc/Lists/tofsi/194_.000
300 | 1 | 2e | ZANZAF | MART/Suriana 20 - trianglular/tube |  |  | Triangular | 20 | 20.11 | Tube | ZANZAF Tower Triangular Tube 20.11h | Cable | Green Field | 23 | 143 | 263 | 0 | Concrete Base |  | Syriatel |  |  | suriana |  | triangular | No | The Structure Type is contrary to design | Self Support | Sections(Leg) Type is contrary to design | No | tube | NA |  | 2000 C/C | 159 | Circular d=6" | Circular | 350 | 20 | 6 | NA | 2500 | L50x50x5 | 0 | NA | No |  |  | Installed | 2019-12-11 |  | 2019-12-02 01:00 | Tower | [9 empty] | 20.26 | 20.26 | WA0549C1_ZANZAF_Collect Data_2019-12-05 | ETS |  | Invalid | Ready | 0.15 | 0 | i:0#.w¦syriatel\batola | [64 empty] | Item |  |  | 0 |  |  | Ismail Hamzeh | Ahmad Batoul | 2019-12-16 12:54 | 2019-12-11 11:42 | departments/tc/Lists/tofsi/300_.000 | departments/tc/Lists/tofsi | 0 | http://portal/departments/tc/Lists/tofsi/300_.000
943 | 1 | 2e | National_Univ | MART/Suriana 20 - trianglular/tube |  |  | Triangular | 18 | 18 | Tube | National_Univ Tower 1 Triangular Tube 18h | Cable | Roof Top | 22 | 142 | 262 | 0 | Concrete Base |  | Syriatel |  |  | suriana |  | triangular | No | The Structure Type is contrary to design | Self Support | Sections(Leg) Type is contrary to design | No | tube | NA |  | 2010 C/C | yes | 152 | Circular | 350 | NA | 6 | NA | 2500 | L 50X50X5 | 0 | NA | No |  |  | Installed | 2021-05-25 |  | 2021-01-21 01:00 | Tower | [9 empty] | 18.83 | 34.13 | CA0774C2_National_Univ_Collect Data_2021-01-12 | Engineering & Facility Management |  |  | Ready | 0.83 | 15.3 | [6 empty] | 0 | [36 empty] | 1 | new item ( Facility Management) Ready collect | no rule |  |  | site name | [16 empty] | Item |  |  | 0 |  |  | Shahoud Fadi | Shahoud Fadi | 2021-05-25 12:58 | 2021-05-25 12:58 | departments/tc/Lists/tofsi/943_.000 | departments/tc/Lists/tofsi | 0 | http://portal/departments/tc/Lists/tofsi/943_.000
301 | 1 | 2e | Alkhansaa-HO | MART/Suriana 20 - trianglular/tube |  |  | Triangular | 18 | 18.08 | Tube | Alkhansaa-HO Tower Triangular Tube 18.08h | Cable | Roof Top | 21 | 141 | 261 | 0 | Concrete beams |  | Syriatel |  |  | suriana |  | triangular | No | The Structure Type is contrary to design | Self Support | Sections(Leg) Type is contrary to design | No | tube | NA |  | 2000 C/C | yes | 152.4 | Circular | 350 | NA | 6 | NA | 2500 | 50*50*5 | 0 | NA | No |  |  | Installed | 2019-11-18 |  | 2019-11-18 01:00 | Tower | [9 empty] | 18.8 | 26.22 | CA1102C1_Alkhansaa-HO_Collect Data_2019-11-19 | ETS |  |  | Ready | 0.72 | 7.42 | [65 empty] | Item |  |  | 0 |  |  | Khoury Saleem | Khoury Saleem | 2019-12-11 11:45 | 2019-12-11 11:45 | departments/tc/Lists/tofsi/301_.000 | departments/tc/Lists/tofsi | 0 | http://portal/departments/tc/Lists/tofsi/301_.000
448 | 1 | 2e | Zabadani Doummar RP | MART/Suriana 20 - trianglular/tube |  |  | Square | 25 | 25 | Angle | Zabadani Doummar RP Tower Square Angle 25h | Cable | Green Field | 20 | 110 | 200 | 290 | Concrete Base |  | Syriatel |  |  | ELTEL |  | Square | Yes | The Structure Type is contrary to design | Self Support | Sections(Leg) Type is contrary to design | Yes | Angle | 8E |  | 3080 | Yes | NA | Square | 450*450 | NA | 8 | 8E | 3930 | L 70*70*5 | 0 | NA | No |  |  | Installed | 2006-06-14 |  | 2020-06-22 | Tower | [9 empty] | 26.14 | 26.14 | DA1783C1_Zabadani Doummar RP_Collect Data_2020-03-11 | Site Operation | 15.3 | Invalid | Ready | 1.14 | 0 | i:0#.w¦syriatel\manald | [5 empty] | 0 | [58 empty] | Item |  |  | 0 |  |  | Alkurdi Housam Eddin | Debra Manal | 2020-09-27 15:16 | 2020-06-24 11:58 | departments/tc/Lists/tofsi/448_.000 | departments/tc/Lists/tofsi | 0 | http://portal/departments/tc/Lists/tofsi/448_.000
221 | 1 | 2e | Kleaa | MART/Suriana 20 - trianglular/tube |  |  | Triangular | 12 | 12 | Tube | Kleaa Tower Triangular Tube 12h | Cable | Roof Top | 20 | 140 | 260 | 0 | Concrete beams |  | Syriatel |  |  |  |  | triangular | No | The Structure Type is contrary to design | Self Support | Sections(Leg) Type is contrary to design | No | tube | NA |  | 2000 C/C | yes | 150 | Circular | 350 | 20 | 6 | N/A | 2500 | 50*50*5 | 0 | NA | No |  |  | Installed | 2019-10-13 |  | 2019-10-09 | Tower | [9 empty] | 12.7 | 19.9 | DA2308C1_Kleaa_Collect Data_2019-10-02 | ETS |  |  | Ready | 0.7 | 7.2 | [65 empty] | Item |  |  | 0 |  |  | Alhayek Mhd Yaman | Alhayek Mhd Yaman | 2019-10-13 09:04 | 2019-10-13 09:04 | departments/tc/Lists/tofsi/221_.000 | departments/tc/Lists/tofsi | 0 | http://portal/departments/tc/Lists/tofsi/221_.000
152 | 1 | 2e | Adra-Master | MART/Suriana 20 - trianglular/tube |  |  | Triangular | 16 | 16 | Tube | Adra-Master Tower Triangular Tube 16h | Cable | Roof Top | 20 | 140 | 260 | 0 | Concrete beams |  | Syriatel |  |  |  |  | triangular | No | The Structure Type is contrary to design | Self Support | Sections(Leg) Type is contrary to design | No | tube | NA |  | 2000 | yes | NA | Circular | 300 | NA | 6 | NA | 2500 | L50*50*5 | 0 | NA | No |  |  | Installed | 2016-06-20 |  | 2019-08-21 | Tower | [9 empty] | 17 | 22.7 | DA2302C3_Adra-Master_Collect Data_2019-08-21 | ETS |  | Closed | Ready | 1 | 5.7 | i:0#.w¦syriatel\gabrielk | [64 empty] | Item |  |  | 0 |  |  | Al Jindi Ahmad | Kourieh Gabriel | 2019-11-03 11:35 | 2019-08-21 17:06 | departments/tc/Lists/tofsi/152_.000 | departments/tc/Lists/tofsi | 0 | http://portal/departments/tc/Lists/tofsi/152_.000
146 | 1 | 2e | Midan-Corniche | MART/Suriana 20 - trianglular/tube |  |  | Triangular | 12 | 12.27 | Tube | Midan-Corniche Tower Triangular Tube 12.27h | Cable | Roof Top | 20 | 140 | 260 | 0 | Concrete beams |  | Syriatel |  |  |  | Suriana | triangular | No | The Structure Type is contrary to design | Self Support | Sections(Leg) Type is contrary to design | No | tube | NA |  | 2000 | Yes | 15.3 | Circular | 350 | 20 | 6 | N/A | 2500 | L50*50*5 | 0 | NA | No |  |  | Installed | 2012-07-14 |  | 2019-08-06 | Tower | [9 empty] | 12.96 | 20.96 | DA0847C5_Midan-Corniche_Collect Data_2019-08-07 | ETS |  | Correct Done | Ready | 0.69 | 8 | i:0#.w¦syriatel\gabrielk | [64 empty] | Item |  |  | 0 |  |  | Saada Michel | Kourieh Gabriel | 2019-10-03 15:37 | 2019-08-19 13:26 | departments/tc/Lists/tofsi/146_.000 | departments/tc/Lists/tofsi | 0 | http://portal/departments/tc/Lists/tofsi/146_.000
66 | 1 | 2e | Ardi | MART/Suriana 20 - trianglular/tube | Tower |  | Triangular | 20 | 0 | Tube | Ardi Tower Triangular Tube 0h | Cable | Green Field | 20 | 140 | 260 | 0 | Concrete Base |  | Syriatel |  |  | Suriana |  | Triangular | No | The Structure Type is contrary to design | Self Support | Sections(Leg) Type is contrary to design | No | Tube | Not Found |  |  | 1cm |  | Circular | 35 | N/A |  | Not Fond | 2.5 | 5*5/5mm | 0 | NA | No |  |  | Installed |  |  | 2019-02-05 01:00 | Tower | [9 empty] | 0 | 0 | [72 empty] | Item |  |  | 0 |  |  | Bazaei Mhd | Bazaei Mhd | 2019-02-13 10:51 | 2019-02-10 17:55 | departments/tc/Lists/tofsi/66_.000 | departments/tc/Lists/tofsi | 0 | http://portal/departments/tc/Lists/tofsi/66_.000
366 | 1 | 2e | Wardah | MART/Suriana 20 - trianglular/tube |  |  | Square | 30 | 30.512 | Angle | Wardah Tower Square Angle 30.512h | Cable | Green Field | 18 | 108 | 198 | 288 | Concrete Base |  | Syriatel |  |  | ADME/Kalaai | suriana | Square | No | The Structure Type is contrary to design | Self Support | Sections(Leg) Type is contrary to design | Yes | Angle | ZA |  | 4380 | yes | L150X150X12 | Square | 380X380 | 30 | 4 | NA | 4833 | L70X70X6 | 0 | NA | No |  |  | Installed | 2019-11-04 |  | 2019-11-04 01:00 | Tower | [9 empty] | 30.612 | 30.612 | WA0114C2_Wardah_Collect Data_2019-11-26 | Site Operation | - |  | Ready | 0.1 | 0 | [65 empty] | Item |  |  | 0 |  |  | Yousef Christian Paul | Yousef Christian Paul | 2020-02-25 13:46 | 2020-02-25 13:46 | departments/tc/Lists/tofsi/366_.000 | departments/tc/Lists/tofsi | 0 | http://portal/departments/tc/Lists/tofsi/366_.000
1186 | 1 | 2e | Karaj | MART/Suriana 20 - trianglular/tube |  |  | Square | 16 | 16.085 | Tube | Karaj Tower 1 Square Tube 16.085h | Cable | Roof Top | 16 | 106 | 196 | 286 | Concrete Base |  | Syriatel |  |  | suriana |  | Square | Yes | The Structure Type is contrary to design | Self Support | Sections(Leg) Type is contrary to design | No | tube | NA |  | 2000 | 67 | Pipe 6" | Circular | D340 | 20 | 6 | NA | 2500 | L50*50*5 | 0 | NA | No |  |  | Installed | 2021-12-09 |  | 2021-01-25 01:00 | Tower | [9 empty] | 16.385 | 43.625 | WA1028C1_Karaj_Collect Data_2021-12-09 | Engineering & Facility Management |  |  | Ready | 0.3 | 27.24 | [6 empty] | 0 | [36 empty] | 1 | new item ( Facility Management) Ready collect | no rule |  |  | site name |  | site name rule | [14 empty] | Item |  |  | 0 |  |  | Salman Rania | Salman Rania | 2021-12-09 13:30 | 2021-12-09 13:30 | departments/tc/Lists/tofsi/1186_.000 | departments/tc/Lists/tofsi | 0 | http://portal/departments/tc/Lists/tofsi/1186_.000
133 | 1 | 2e | Jaramana-Nassim | MART/Suriana 20 - trianglular/tube |  |  | Triangular | 18 | 18.12 | Tube | Jaramana-Nassim Tower Triangular Tube 18.12h | Cable | Roof Top | 15 | 135 | 255 | 0 | Concrete Base |  | Syriatel |  |  |  |  | triangular | No | The Structure Type is contrary to design | Self Support | Sections(Leg) Type is contrary to design | No | tube | NA |  | 2000 | Yes | Tube | Circular | 300 | N/A | 6 | N/A | 50*50*5 | 2500 | 0 | NA | No |  |  | Installed | 2012-02-20 |  | 2019-07-29 | Tower | [9 empty] | 18.92 | 24.92 | DA2099C1_Jaramana-Nassim_Collect Data_2019-07-15 | ETS |  | Closed |  | 0.8 | 6 | i:0#.w¦syriatel\gabrielk | [64 empty] | Item |  |  | 0 |  |  | Saada Michel | Kourieh Gabriel | 2019-10-03 15:35 | 2019-07-30 09:47 | departments/tc/Lists/tofsi/133_.000 | departments/tc/Lists/tofsi | 0 | http://portal/departments/tc/Lists/tofsi/133_.000
169 | 1 | 2e | Sahen-HA | MART/Suriana 20 - trianglular/tube |  |  | Triangular | 30 | 30.08 | Tube | Sahen-HA Tower Triangular Tube 30.08h | Cable | Green Field | 14 | 134 | 254 | 0 | Concrete Base |  | Syriatel |  |  |  | Suriana | triangular | No | The Structure Type is contrary to design | Self Support | Sections(Leg) Type is contrary to design | No | tube | NA |  | 3000 c/c | yes | 203 | Circular | 400 | NA | 6 | NA | 3880 | L 50X50X5 | 0 | NA | No |  |  | Installed | 2017-07-16 |  | 2019-08-19 | Tower | [9 empty] | 30.15 | 30.15 | CA1169C1_Sahen-HA_Collect Data_2019-08-21 | ETS |  | Ready | Ready | 0.07 | 0 | [65 empty] | Item |  |  | 0 |  |  | Ashi Badr | Ashi Badr | 2019-09-16 09:52 | 2019-09-04 09:40 | departments/tc/Lists/tofsi/169_.000 | departments/tc/Lists/tofsi | 0 | http://portal/departments/tc/Lists/tofsi/169_.000
663 | 1 | 2e | Ksaren-HA | MART/Suriana 20 - trianglular/tube |  |  | Triangular | 18 | 18 | Tube | Ksaren-HA Tower 1 Triangular Tube 18h | Cable | Roof Top | 11 | 131 | 251 | 0 | Concrete beams |  | Syriatel |  |  | suriana |  | triangular | No | The Structure Type is contrary to design | Self Support | Sections(Leg) Type is contrary to design | No | tube | NA |  | 2000 C/C | YES | 152.4 | Circular | 350 | NA | 6 | NA | 2500 | 50*50*5 | 0 | NA | No |  |  | Installed | 2020-10-19 |  | 2020-10-19 | Tower | [9 empty] | 18.83 | 25.41 | CA0933C2_Ksaren-HA_Collect Data_2020-10-05 | Site Operation |  |  | Ready | 0.83 | 6.58 | [6 empty] | 0 | [36 empty] | 1 | [21 empty] | Item |  |  | 0 |  |  | Sarraj Mhd | Sarraj Mhd | 2020-11-09 15:00 | 2020-11-09 15:00 | departments/tc/Lists/tofsi/663_.000 | departments/tc/Lists/tofsi | 0 | http://portal/departments/tc/Lists/tofsi/663_.000
243 | 1 | 2e | Barouha-HO | MART/Suriana 20 - trianglular/tube |  |  | Triangular | 16 | 16.08 | Tube | Barouha-HO Tower Triangular Tube 16.08h | Cable | Roof Top | 11 | 131 | 251 | 0 | Concrete beams |  | Syriatel |  |  |  |  | triangular | No | The Structure Type is contrary to design | Self Support | Sections(Leg) Type is contrary to design | No | tube | NA |  | 2000 C/C | yes | 152.4 | Circular | 350 | NA | 6 | NA | 2500 | 50*50*5 | 0 | NA | No |  |  | Installed | 2019-10-14 |  | 2019-10-14 | Tower | [9 empty] | 16.94 | 23.36 | CA1086C3_Barouha-HO_Collect Data_2019-10-24 | ETS |  |  | Ready | 0.86 | 6.42 | [65 empty] | Item |  |  | 0 |  |  | Khoury Saleem | Khoury Saleem | 2019-10-24 14:00 | 2019-10-24 14:00 | departments/tc/Lists/tofsi/243_.000 | departments/tc/Lists/tofsi | 0 | http://portal/departments/tc/Lists/tofsi/243_.000
597 | 1 | 2e | Kudsaya-Ahdath | MART/Suriana 20 - trianglular/tube |  |  | Triangular | 12 | 12 | Tube | Kudsaya-Ahdath Tower 1 Triangular Tube 12h | Cable | Roof Top | 10 | 130 | 250 | 0 | Concrete beams |  | Syriatel |  |  | suriana |  | triangular | No | The Structure Type is contrary to design | Self Support | Sections(Leg) Type is contrary to design | No | tube | NA |  | 2000 C/C | Yes | NA | Circular | 343 | NA | 6 | NA | 2490 | L 50x50x5 | 0 | NA | No |  |  | Installed | 2020-09-23 |  | 2020-09-13 | Tower | [9 empty] | 12.7 | 24.4 | DA1987C2_Kudsaya-Ahdath_Collect Data_2020-09-02 | Site Operation |  |  | Ready | 0.7 | 11.7 | [6 empty] | 0 | [36 empty] | 1 | [21 empty] | Item |  |  | 0 |  |  | Alloush Rita | Alloush Rita | 2020-09-23 13:47 | 2020-09-23 13:47 | departments/tc/Lists/tofsi/597_.000 | departments/tc/Lists/tofsi | 0 | http://portal/departments/tc/Lists/tofsi/597_.000
535 | 1 | 2e | Dummar-Khaled | MART/Suriana 20 - trianglular/tube |  |  | Triangular | 12 | 12 | Tube | Dummar-Khaled Tower 1 Triangular Tube 12h | Cable | Roof Top | 10 | 130 | 250 | 0 | Concrete beams |  | Syriatel |  |  | suriana |  | triangular | No | The Structure Type is contrary to design | Self Support | Sections(Leg) Type is contrary to design | No | tube | NA |  | 2000 C\C | 17 | NA | Circular | 350 | 20 | 6 | NA | 2500 | 50*50*6 | 0 | NA | No |  |  | Installed | 2020-08-18 |  | 2020-08-13 | Tower | [9 empty] | 12.7 | 47.65 | DA2490C2_Dummar-Khaled_Collect Data_2020-07-05 | Site Operation |  |  | Ready | 0.7 | 34.95 | [6 empty] | 0 | [36 empty] | 1 | [21 empty] | Item |  |  | 0 |  |  | Ali Bashar Mousa | Ali Bashar Mousa | 2020-08-18 14:31 | 2020-08-18 14:31 | departments/tc/Lists/tofsi/535_.000 | departments/tc/Lists/tofsi | 0 | http://portal/departments/tc/Lists/tofsi/535_.000
534 | 1 | 2e | Adra-Station | MART/Suriana 20 - trianglular/tube |  |  | Triangular | 16 | 16.12 | Tube | Adra-Station Tower 1 Triangular Tube 16.12h | Cable | Roof Top | 10 | 130 | 250 | 0 | Concrete beams |  | Syriatel |  |  | suriana |  | triangular | No | The Structure Type is contrary to design | Self Support | Sections(Leg) Type is contrary to design | No | tube | NA |  | 2000 C/C | Yes | NA | Circular | 343 | 20 | 6 | NA | 2500 | L 50*50*5 | 0 | NA | No |  |  | Installed | 2020-08-17 |  | 2020-08-18 | Tower | [9 empty] | 16.8 | 26.32 | DA2129C1_Adra-Station_Collect Data_2020-08-11 | Site Operation |  |  | Ready | 0.8 | 9.4 | [6 empty] | 0 | [36 empty] | 1 | [21 empty] | Item |  |  | 0 |  |  | Alloush Rita | Alloush Rita | 2020-08-18 13:33 | 2020-08-18 13:33 | departments/tc/Lists/tofsi/534_.000 | departments/tc/Lists/tofsi | 0 | http://portal/departments/tc/Lists/tofsi/534_.000
355 | 1 | 2e | Wafideen-Dahieh | MART/Suriana 20 - trianglular/tube |  |  | Triangular | 12 | 12 | Tube | Wafideen-Dahieh Tower Triangular Tube 12h | Cable | Roof Top | 10 | 130 | 250 | 0 | Concrete beams |  | Syriatel |  | ??? | suriana |  | triangular | No | The Structure Type is contrary to design | Self Support | Sections(Leg) Type is contrary to design | No | tube | NA |  | 2000 C\C | 24.2 | circle | Circular | 350 | NA | 6 | NA | 2500 | 50*50*5 | 0 | NA | No |  |  | Installed | 2020-02-16 |  | 2020-02-12 01:00 | Tower | [9 empty] | 12.6 | 20.6 | DA1001C3_Wafideen-Dahieh_Collect Data_2020-02-11 | ETS |  |  | Ready | 0.6 | 8 | [65 empty] | Item |  |  | 0 |  |  | Daakour Ali | Daakour Ali | 2020-02-16 14:08 | 2020-02-16 14:08 | departments/tc/Lists/tofsi/355_.000 | departments/tc/Lists/tofsi | 0 | http://portal/departments/tc/Lists/tofsi/355_.000
291 | 1 | 2e | Teshreen-HOS | MART/Suriana 20 - trianglular/tube |  |  | Triangular | 16 | 16.074 | Tube | Teshreen-HOS Tower Triangular Tube 16.074h | Cable | Green Field | 10 | 130 | 250 | 0 | Concrete Base |  | Syriatel |  |  | suriana |  | triangular | No | The Structure Type is contrary to design | Self Support | Sections(Leg) Type is contrary to design | No | tube | NA |  | 2130 | Yes | N/A | Circular | 340 | 15 | 6 | N/A | 2500 | L 60*60*6 | 0 | NA | No |  |  | Dismantled | 2015-01-20 |  | 2019-11-25 01:00 | Tower | [9 empty] | 16.274 | 16.074 | DA0976C2_Teshreen-HOS_Collect Data_2019-11-19 | ETS |  |  | Ready | 0.2 | 0 | [65 empty] | Item |  |  | 0 |  |  | Saada Michel | Saada Michel | 2019-12-02 12:41 | 2019-12-02 12:41 | departments/tc/Lists/tofsi/291_.000 | departments/tc/Lists/tofsi | 0 | http://portal/departments/tc/Lists/tofsi/291_.000
270 | 1 | 2e | Korb-Ali | MART/Suriana 20 - trianglular/tube |  |  | Triangular | 18 | 18.08 | Tube | Korb-Ali Tower Triangular Tube 18.08h | Cable | Roof Top | 10 | 130 | 250 | 0 | Concrete beams |  | Syriatel |  |  |  |  | triangular | No | The Structure Type is contrary to design | Self Support | Sections(Leg) Type is contrary to design | No | tube | NA |  | 2000 C/C | yes | 152.4 | Circular | 350 | NA | 6 | NA | 2500 | 50*50*5 | 0 | NA | No |  |  | Installed | 2019-11-04 |  | 2019-11-04 01:00 | Tower | [9 empty] | 18.84 | 29.34 | CA1000C1_Korb-Ali_Collect Data_2019-11-07 | ETS |  |  | Ready | 0.76 | 10.5 | [65 empty] | Item |  |  | 0 |  |  | Khoury Saleem | Khoury Saleem | 2019-11-18 19:22 | 2019-11-18 19:22 | departments/tc/Lists/tofsi/270_.000 | departments/tc/Lists/tofsi | 0 | http://portal/departments/tc/Lists/tofsi/270_.000
108 | 1 | 2e | Dummarj16-C | MART/Suriana 20 - trianglular/tube |  |  | Triangular | 16 | 16 | Tube | Dummarj16-C Tower Triangular Tube 16h | Cable | Roof Top | 10 | 130 | 250 | 0 | Concrete beams |  | Syriatel |  |  |  | Suriana | triangular | No | The Structure Type is contrary to design | Self Support | Sections(Leg) Type is contrary to design | No | tube | NA |  | 2000 C/C | yes | NA | Circular | 350 mm | 20 mm | 6 | NA | 2500 mm | L 50*50*5 | 0 | NA | No |  |  | Installed | 2014-08-27 |  | 2019-06-11 | Tower | [9 empty] | 16.7 | 20.2 | DA2042C3_Dummarj16-C_Collect Data_2019-06-16 | ETS |  | Closed |  | 0.7 | 3.5 | i:0#.w¦syriatel\gabrielk | [64 empty] | Item |  |  | 0 |  |  | Debra Manal | Kourieh Gabriel | 2019-11-03 11:27 | 2019-07-09 12:02 | departments/tc/Lists/tofsi/108_.000 | departments/tc/Lists/tofsi | 0 | http://portal/departments/tc/Lists/tofsi/108_.000
540 | 1 | 2e | Kotaifa-East | MART/Suriana 20 - trianglular/tube |  |  | Triangular | 16 | 16 | Tube | Kotaifa-East Tower 1 Triangular Tube 16h | Cable | Roof Top | 5 | 125 | 245 | 0 | Concrete beams |  | Syriatel |  |  | suriana |  | triangular | No | The Structure Type is contrary to design | Self Support | Sections(Leg) Type is contrary to design | No | tube | NA |  | 2000 | 16 | circle | Circular | 300 | N/A | 6 | N/A | 2500 | 50*50*5 | 0 | NA | No |  |  | Installed | 2020-08-24 |  | 2020-08-18 | Tower | [9 empty] | 16.61 | 25.41 | DA2545C2_Kotaifa-East_Collect Data_2020-03-11 | Site Operation |  | Ready | Ready | 0.61 | 8.8 | i:0#.w¦syriatel\ahmadatr | [5 empty] | 0 | [36 empty] | 1 | [21 empty] | Item |  |  | 0 |  |  | Nakkash Zeina | Atrash Ahmad | 2020-08-26 11:36 | 2020-08-24 19:37 | departments/tc/Lists/tofsi/540_.000 | departments/tc/Lists/tofsi | 0 | http://portal/departments/tc/Lists/tofsi/540_.000
417 | 1 | 2e | Makbra | MART/Suriana 20 - trianglular/tube |  |  | Triangular | 30 | 30.12 | Tube | Makbra Tower Triangular Tube 30.12h | Cable | Green Field | 4.53 | 124.53 | 244.53 | 0 | Concrete Base |  | Syriatel |  |  | suriana |  | triangular | No | The Structure Type is contrary to design | Self Support | Sections(Leg) Type is contrary to design | No | tube | NA |  | 3000 | yes | 9inch | Circular | 400 | N/A | 6 | N/A | 3880 | 50*50*5.5 | 0 | NA | No |  |  | Installed | 2020-05-10 |  | 2020-05-10 | Tower | [9 empty] | 30.2 | 30.2 | AL0575C1_Makbra_Collect Data_2020-03-11 | Site Operation |  |  | Ready | 0.08 | 0 | [6 empty] | 0 | [58 empty] | Item |  |  | 0 |  |  | Bazaei Mhd | Bazaei Mhd | 2020-05-13 15:37 | 2020-05-13 15:37 | departments/tc/Lists/tofsi/417_.000 | departments/tc/Lists/tofsi | 0 | http://portal/departments/tc/Lists/tofsi/417_.000
650 | 1 | 2e | Reef-Petrol | MART/Suriana 20 - trianglular/tube |  |  | Triangular | 16 | 16.09 | Tube | Reef-Petrol Tower 1 Triangular Tube 16.09h | Cable | Roof Top | 1 | 121 | 241 | 0 | Concrete beams |  | Syriatel |  |  | suriana |  | triangular | No | The Structure Type is contrary to design | Self Support | Sections(Leg) Type is contrary to design | No | tube | NA |  | 2010 C/C | yes | 153 | Circular | 350 | NA | 6 | NA | 2500 | L 50X50X5 | 0 | NA | No |  |  | Installed | 2020-10-04 |  | 2020-10-04 | Tower | [9 empty] | 16.94 | 22.94 | CA1171C1_Reef-Petrol_Collect Data_2020-03-11 | Site Operation |  |  | Ready | 0.85 | 6 | [6 empty] | 0 | [36 empty] | 1 | [21 empty] | Item |  |  | 0 |  |  | Sarraj Mhd | Sarraj Mhd | 2020-10-26 12:09 | 2020-10-26 12:09 | departments/tc/Lists/tofsi/650_.000 | departments/tc/Lists/tofsi | 0 | http://portal/departments/tc/Lists/tofsi/650_.000
666 | 1 | 2e | Akakir | MART/Suriana 20 - trianglular/tube |  |  | Triangular | 18 | 18.09 | Tube | Akakir Tower 1 Triangular Tube 18.09h | Cable | Roof Top | 0 | 120 | 240 | 0 | Concrete beams |  | Syriatel |  |  | suriana |  | triangular | No | The Structure Type is contrary to design | Self Support | Sections(Leg) Type is contrary to design | No | tube | NA |  | 2000 C/C | yes | 152.4 | Circular | 350 | NA | 6 | NA | 2505 | 50*50*5 | 0 | NA | No |  |  | Installed | 2020-11-02 |  | 2020-11-02 01:00 | Tower | [9 empty] | 18.86 | 22.03 | CA0396C1_Akakir_Collect Data_2020-11-03 | Site Operation |  |  | Ready | 0.77 | 3.17 | [6 empty] | 0 | [36 empty] | 1 | [21 empty] | Item |  |  | 0 |  |  | Khoury Saleem | Khoury Saleem | 2020-11-15 14:20 | 2020-11-15 14:20 | departments/tc/Lists/tofsi/666_.000 | departments/tc/Lists/tofsi | 0 | http://portal/departments/tc/Lists/tofsi/666_.000
620 | 1 | 2e | Mishrfeh-North | MART/Suriana 20 - trianglular/tube |  |  | Square | 12 | 12.06 | Tube | Mishrfeh-North Tower 1 Square Tube 12.06h | Cable | Roof Top | 0 | 90 | 180 | 270 | Concrete beams |  | Syriatel |  |  | suriana |  | Square | Yes | The Structure Type is contrary to design | Self Support | Sections(Leg) Type is contrary to design | No | tube | NA |  | 2000 C/C | yes | 152.4 | Circular | 350 | NA | 6 | NA | 2500 | 50*50*5 | 0 | NA | No |  |  | Installed | 2020-10-05 |  | 2020-10-05 | Tower | [9 empty] | 12.78 | 26.54 | CA0971C1_Mishrfeh-North_Collect Data_2020-10-05 | Site Operation |  |  | Ready | 0.72 | 13.76 | [6 empty] | 0 | [36 empty] | 1 | [21 empty] | Item |  |  | 0 |  |  | Khoury Saleem | Khoury Saleem | 2020-10-13 13:42 | 2020-10-13 13:42 | departments/tc/Lists/tofsi/620_.000 | departments/tc/Lists/tofsi | 0 | http://portal/departments/tc/Lists/tofsi/620_.000
328 | 1 | 2e | Zamalka-Balad | MART/Suriana 20 - trianglular/tube |  |  | Triangular | 12 | 12 | Tube | Zamalka-Balad Tower Triangular Tube 12h | Cable | Roof Top | 0 | 120 | 240 | 0 | Concrete beams |  | Syriatel |  |  | suriana |  | triangular | No | The Structure Type is contrary to design | Self Support | Sections(Leg) Type is contrary to design | No | tube | NA |  | 2000 | Yes | NA | Circular | 350 | 20 | 6 | NA | 2500 | L 50*50*5 | 0 | NA | No |  |  | Installed | 2010-04-05 |  | 2020-01-13 01:00 | Tower | [9 empty] | 12.75 | 28.65 | DA0983C1_Zamalka-Balad_Collect Data_2020-01-13 | ETS |  |  | Ready | 0.75 | 15.9 | [65 empty] | Item |  |  | 0 |  |  | Alkurdi Housam Eddin | Alkurdi Housam Eddin | 2020-01-13 15:35 | 2020-01-13 15:35 | departments/tc/Lists/tofsi/328_.000 | departments/tc/Lists/tofsi | 0 | http://portal/departments/tc/Lists/tofsi/328_.000